## BLM_patch_cord
[6 empty] | Patchcord octant 4 | [6 empty] | 18/7/2005
|  | From |  |  |  |  | To
Patchcord number | Patchcord name | Rack | Chassis | Slot | Connector | Distance | Rack | Chassis | Slot | Connector | Signal Type | Notes
1 |  | BY05 | C | 1 | 1 |  | BY02 | VME 2 | 4 | 1 | BLM | DSS_LEFT | BJBAP.B5L4 | A1
2 |  | BY05 | C | 1 | 2 |  | BY02 | VME 2 | 4 | 2 | BLM | DSS_LEFT | BJBAP.B5L4 | A2
3 |  | BY05 | C | 1 | 3 |  | BY02 | VME 1 | 4 | 1 | BLM | DSS_LEFT | BJBAP.C5L4 | A1
4 |  | BY05 | C | 1 | 4 |  | BY02 | VME 1 | 4 | 2 | BLM | DSS_LEFT | BJBAP.C5L4 | A2
5 |  | BY05 | C | 1 | 5 |  | BY02 | VME 1 | 4 | 3 | BLM | DSS_LEFT | BJBAP.A6L4 | A1
6 |  | BY05 | C | 1 | 6 |  | BY02 | VME 1 | 4 | 4 | BLM | DSS_LEFT | BJBAP.A6L4 | A2
7 |  | BY05 | C | 1 | 7 |  | BY02 | VME 1 | 5 | 1 | BLM | DSS_LEFT | BJBAP.A7L4 | A1
8 |  | BY05 | C | 1 | 8 |  | BY02 | VME 1 | 5 | 2 | BLM | DSS_LEFT | BJBAP.A7L4 | A2
9 |  | BY05 | C | 1 | 9 |  | BY02 | VME 1 | 5 | 3 | BLM | DSS_LEFT | BJBAP.A8L4 | A1
10 |  | BY05 | C | 1 | 10 |  | BY02 | VME 1 | 5 | 4 | BLM | DSS_LEFT | BJBAP.A8L4 | A2
11 |  | BY05 | C | 1 | 11 |  | BY02 | VME 1 | 6 | 1 | BLM | DSS_LEFT | BJBAP.A9L4 | A1
12 |  | BY05 | C | 1 | 12 |  | BY02 | VME 1 | 6 | 2 | BLM | DSS_LEFT | BJBAP.A9L4 | A2
13 |  | BY05 | C | 2 | 1 |  | BY02 | VME 1 | 6 | 3 | BLM | DSS_LEFT | BJBAP.A10L4 | A1
14 |  | BY05 | C | 2 | 2 |  | BY02 | VME 1 | 6 | 4 | BLM | DSS_LEFT | BJBAP.A10L4 | A2
15 |  | BY05 | C | 2 | 3 |  | BY02 | VME 1 | 7 | 1 | BLM | DSS_LEFT | BJBAP.A11L4 | A1
16 |  | BY05 | C | 2 | 4 |  | BY02 | VME 1 | 7 | 2 | BLM | DSS_LEFT | BJBAP.A11L4 | A2
17 |  | BY05 | C | 12 | 1 |  | BY02 | VME 2 | 13 | 1 | BLM | DSS_RIGHT | BJBAP.B5R4 | A1
18 |  | BY05 | C | 12 | 2 |  | BY02 | VME 2 | 13 | 2 | BLM | DSS_RIGHT | BJBAP.B5R4 | A2
19 |  | BY05 | C | 12 | 3 |  | BY02 | VME 3 | 4 | 1 | BLM | DSS_RIGHT | BJBAP.C5R4 | A1
20 |  | BY05 | C | 12 | 4 |  | BY02 | VME 3 | 4 | 2 | BLM | DSS_RIGHT | BJBAP.C5R4 | A2
21 |  | BY05 | C | 12 | 5 |  | BY02 | VME 3 | 4 | 3 | BLM | DSS_RIGHT | BJBAP.A6R4 | A1
22 |  | BY05 | C | 12 | 6 |  | BY02 | VME 3 | 4 | 4 | BLM | DSS_RIGHT | BJBAP.A6R4 | A2
23 |  | BY05 | C | 12 | 7 |  | BY02 | VME 3 | 5 | 1 | BLM | DSS_RIGHT | BJBAP.A7R4 | A1
24 |  | BY05 | C | 12 | 8 |  | BY02 | VME 3 | 5 | 2 | BLM | DSS_RIGHT | BJBAP.A7R4 | A2
25 |  | BY05 | C | 12 | 9 |  | BY02 | VME 3 | 5 | 3 | BLM | DSS_RIGHT | BJBAP.A8R4 | A1
26 |  | BY05 | C | 12 | 10 |  | BY02 | VME 3 | 5 | 4 | BLM | DSS_RIGHT | BJBAP.A8R4 | A2
27 |  | BY05 | C | 12 | 11 |  | BY02 | VME 3 | 6 | 1 | BLM | DSS_RIGHT | BJBAP.A9R4 | A1
28 |  | BY05 | C | 12 | 12 |  | BY02 | VME 3 | 6 | 2 | BLM | DSS_RIGHT | BJBAP.A9R4 | A2
29 |  | BY05 | C | 11 | 1 |  | BY02 | VME 3 | 6 | 3 | BLM | DSS_RIGHT | BJBAP.A10R4 | A1
30 |  | BY05 | C | 11 | 2 |  | BY02 | VME 3 | 6 | 4 | BLM | DSS_RIGHT | BJBAP.A10R4 | A2
31 |  | BY05 | C | 11 | 3 |  | BY02 | VME 3 | 7 | 1 | BLM | DSS_RIGHT | BJBAP.A11R4 | A1
32 |  | BY05 | C | 11 | 4 |  | BY02 | VME 3 | 7 | 2 | BLM | DSS_RIGHT | BJBAP.A11R4 | A2
Patchcord octant 4
|  | From |  |  |  |  | To
Patchcord number | Patchcord name | Rack | Chassis | Slot | Connector | Distance | Rack | Chassis | Slot | Connector | Signal Type | Notes
33 |  | BY05 | F | 1 | 7 |  | BY02 | VME 1 | 7 | 3 | BLM | ARC_LEFT | BYPLM.A12L4 | A1
34 |  | BY05 | F | 1 | 8 |  | BY02 | VME 1 | 7 | 4 | BLM | ARC_LEFT | BYPLM.A12L4 | A2
35 |  | BY05 | F | 2 | 7 |  | BY02 | VME 1 | 8 | 1 | BLM | ARC_LEFT | BYPLM.A13L4 | A1
36 |  | BY05 | F | 2 | 8 |  | BY02 | VME 1 | 8 | 2 | BLM | ARC_LEFT | BYPLM.A13L4 | A2
37 |  | BY05 | F | 3 | 7 |  | BY02 | VME 1 | 8 | 3 | BLM | ARC_LEFT | BYPLM.A14L4 | A1
38 |  | BY05 | F | 3 | 8 |  | BY02 | VME 1 | 8 | 4 | BLM | ARC_LEFT | BYPLM.A14L4 | A2
39 |  | BY05 | F | 4 | 7 |  | BY02 | VME 1 | 9 | 1 | BLM | ARC_LEFT | BYPLM.A15L4 | A1
40 |  | BY05 | F | 4 | 8 |  | BY02 | VME 1 | 9 | 2 | BLM | ARC_LEFT | BYPLM.A15L4 | A2
41 |  | BY05 | F | 5 | 7 |  | BY02 | VME 1 | 9 | 3 | BLM | ARC_LEFT | BYPLM.A16L4 | A1
42 |  | BY05 | F | 5 | 8 |  | BY02 | VME 1 | 9 | 4 | BLM | ARC_LEFT | BYPLM.A16L4 | A2
43 |  | BY05 | F | 8 | 7 |  | BY02 | VME 3 | 10 | 1 | BLM | ARC _RIGHT | BYPLM.A12R4 | A1
44 |  | BY05 | F | 8 | 8 |  | BY02 | VME 3 | 10 | 2 | BLM | ARC _RIGHT | BYPLM.A12R4 | A2
45 |  | BY05 | F | 9 | 7 |  | BY02 | VME 3 | 8 | 1 | BLM | ARC _RIGHT | BYPLM.A13R4 | A1
46 |  | BY05 | F | 9 | 8 |  | BY02 | VME 3 | 8 | 2 | BLM | ARC _RIGHT | BYPLM.A13R4 | A2
47 |  | BY05 | F | 10 | 7 |  | BY02 | VME 3 | 8 | 3 | BLM | ARC _RIGHT | BYPLM.A14R4 | A1
48 |  | BY05 | F | 10 | 8 |  | BY02 | VME 3 | 8 | 4 | BLM | ARC _RIGHT | BYPLM.A14R4 | A2
49 |  | BY05 | F | 11 | 7 |  | BY02 | VME 3 | 9 | 1 | BLM | ARC _RIGHT | BYPLM.A15R4 | A1
50 |  | BY05 | F | 11 | 8 |  | BY02 | VME 3 | 9 | 2 | BLM | ARC _RIGHT | BYPLM.A15R4 | A2
51 |  | BY05 | F | 12 | 7 |  | BY02 | VME 3 | 9 | 3 | BLM | ARC _RIGHT | BYPLM.A16R4 | A1
52 |  | BY05 | F | 12 | 8 |  | BY02 | VME 3 | 9 | 4 | BLM | ARC _RIGHT | BYPLM.A16R4 | A2
53 |  | BY05 | G | 1 | 7 |  | BY02 | VME 1 | 10 | 1 | BLM | ARC_LEFT | BYPLM.A17L4 | A1
54 |  | BY05 | G | 1 | 8 |  | BY02 | VME 1 | 10 | 2 | BLM | ARC_LEFT | BYPLM.A17L4 | A2
55 |  | BY05 | G | 2 | 7 |  | BY02 | VME 1 | 10 | 3 | BLM | ARC_LEFT | BYPLM.A18L4 | A1
56 |  | BY05 | G | 2 | 8 |  | BY02 | VME 1 | 10 | 4 | BLM | ARC_LEFT | BYPLM.A18L4 | A2
57 |  | BY05 | G | 3 | 7 |  | BY02 | VME 1 | 11 | 1 | BLM | ARC_LEFT | BYPLM.A19L4 | A1
58 |  | BY05 | G | 3 | 8 |  | BY02 | VME 1 | 11 | 2 | BLM | ARC_LEFT | BYPLM.A19L4 | A2
59 |  | BY05 | G | 4 | 7 |  | BY02 | VME 1 | 11 | 3 | BLM | ARC_LEFT | BYPLM.A20L4 | A1
60 |  | BY05 | G | 4 | 8 |  | BY02 | VME 1 | 11 | 4 | BLM | ARC_LEFT | BYPLM.A20L4 | A2
Patchcord octant 4
|  | From |  |  |  |  | To
Patchcord number | Patchcord name | Rack | Chassis | Slot | Connector | Distance | Rack | Chassis | Slot | Connector | Signal Type | Notes
61 |  | BY05 | G | 5 | 7 |  | BY02 | VME 1 | 13 | 1 | BLM | ARC_LEFT | BYPLM.A21L4 | A1
62 |  | BY05 | G | 5 | 8 |  | BY02 | VME 1 | 13 | 2 | BLM | ARC_LEFT | BYPLM.A21L4 | A2
63 |  | BY05 | G | 6 | 7 |  | BY02 | VME 1 | 13 | 3 | BLM | ARC_LEFT | BYPLM.A22L4 | A1
64 |  | BY05 | G | 6 | 8 |  | BY02 | VME 1 | 13 | 4 | BLM | ARC_LEFT | BYPLM.A22L4 | A2
65 |  | BY05 | G | 7 | 7 |  | BY02 | VME 3 | 14 | 1 | BLM | ARC _RIGHT | BYPLM.A17R4 | A1
66 |  | BY05 | G | 7 | 8 |  | BY02 | VME 3 | 14 | 2 | BLM | ARC _RIGHT | BYPLM.A17R4 | A2
67 |  | BY05 | G | 8 | 7 |  | BY02 | VME 3 | 10 | 3 | BLM | ARC _RIGHT | BYPLM.A18R4 | A1
68 |  | BY05 | G | 8 | 8 |  | BY02 | VME 3 | 10 | 4 | BLM | ARC _RIGHT | BYPLM.A18R4 | A2
69 |  | BY05 | G | 9 | 7 |  | BY02 | VME 3 | 11 | 1 | BLM | ARC _RIGHT | BYPLM.A19R4 | A1
70 |  | BY05 | G | 9 | 8 |  | BY02 | VME 3 | 11 | 2 | BLM | ARC _RIGHT | BYPLM.A19R4 | A2
71 |  | BY05 | G | 10 | 7 |  | BY02 | VME 3 | 11 | 3 | BLM | ARC _RIGHT | BYPLM.A20R4 | A1
72 |  | BY05 | G | 10 | 8 |  | BY02 | VME 3 | 11 | 4 | BLM | ARC _RIGHT | BYPLM.A20R4 | A2
73 |  | BY05 | G | 11 | 7 |  | BY02 | VME 3 | 13 | 1 | BLM | ARC _RIGHT | BYPLM.A21R4 | A1
74 |  | BY05 | G | 11 | 8 |  | BY02 | VME 3 | 13 | 2 | BLM | ARC _RIGHT | BYPLM.A21R4 | A2
75 |  | BY05 | G | 12 | 7 |  | BY02 | VME 3 | 13 | 3 | BLM | ARC _RIGHT | BYPLM.A22R4 | A1
76 |  | BY05 | G | 12 | 8 |  | BY02 | VME 3 | 13 | 4 | BLM | ARC_LEFT | BYPLM.A22R4 | A2
77 |  | BY05 | H | 1 | 7 |  | BY02 | VME 1 | 14 | 1 | BLM | ARC_LEFT | BYPLM.A23L4 | A1
78 |  | BY05 | H | 1 | 8 |  | BY02 | VME 1 | 14 | 2 | BLM | ARC_LEFT | BYPLM.A23L4 | A2
79 |  | BY05 | H | 2 | 7 |  | BY02 | VME 1 | 14 | 3 | BLM | ARC_LEFT | BYPLM.A24L4 | A1
80 |  | BY05 | H | 2 | 8 |  | BY02 | VME 1 | 14 | 4 | BLM | ARC_LEFT | BYPLM.A24L4 | A2
81 |  | BY05 | H | 3 | 7 |  | BY02 | VME 1 | 15 | 1 | BLM | ARC_LEFT | BYPLM.A25L4 | A1
82 |  | BY05 | H | 3 | 8 |  | BY02 | VME 1 | 15 | 2 | BLM | ARC_LEFT | BYPLM.A25L4 | A2
83 |  | BY05 | H | 4 | 7 |  | BY02 | VME 1 | 15 | 3 | BLM | ARC_LEFT | BYPLM.A26L4 | A1
84 |  | BY05 | H | 4 | 8 |  | BY02 | VME 1 | 15 | 4 | BLM | ARC_LEFT | BYPLM.A26L4 | A2
85 |  | BY05 | H | 5 | 7 |  | BY02 | VME 1 | 16 | 1 | BLM | ARC_LEFT | BYPLM.A27L4 | A1
86 |  | BY05 | H | 5 | 8 |  | BY02 | VME 1 | 16 | 2 | BLM | ARC_LEFT | BYPLM.A27L4 | A2
87 |  | BY05 | H | 6 | 7 |  | BY02 | VME 1 | 16 | 3 | BLM | ARC_LEFT | BYPLM.A28L4 | A1
88 |  | BY05 | H | 6 | 8 |  | BY02 | VME 1 | 16 | 4 | BLM | ARC_LEFT | BYPLM.A28L4 | A2
89 |  | BY05 | H | 7 | 7 |  | BY02 | VME 3 | 17 | 1 | BLM | ARC _RIGHT | BYPLM.A23R4 | A1
90 |  | BY05 | H | 7 | 8 |  | BY02 | VME 3 | 17 | 2 | BLM | ARC _RIGHT | BYPLM.A23R4 | A2
91 |  | BY05 | H | 8 | 7 |  | BY02 | VME 3 | 14 | 3 | BLM | ARC _RIGHT | BYPLM.A24R4 | A1
92 |  | BY05 | H | 8 | 8 |  | BY02 | VME 3 | 14 | 4 | BLM | ARC _RIGHT | BYPLM.A24R4 | A2
93 |  | BY05 | H | 9 | 7 |  | BY02 | VME 3 | 15 | 1 | BLM | ARC _RIGHT | BYPLM.A25R4 | A1
94 |  | BY05 | H | 9 | 8 |  | BY02 | VME 3 | 15 | 2 | BLM | ARC _RIGHT | BYPLM.A25R4 | A2
95 |  | BY05 | H | 10 | 7 |  | BY02 | VME 3 | 15 | 3 | BLM | ARC _RIGHT | BYPLM.A26R4 | A1
96 |  | BY05 | H | 10 | 8 |  | BY02 | VME 3 | 15 | 4 | BLM | ARC _RIGHT | BYPLM.A26R4 | A2
Patchcord octant 4
|  | From |  |  |  |  | To
Patchcord number | Patchcord name | Rack | Chassis | Slot | Connector | Distance | Rack | Chassis | Slot | Connector | Signal Type | Notes
97 |  | BY05 | H | 11 | 7 |  | BY02 | VME 3 | 16 | 1 | BLM | ARC _RIGHT | BYPLM.A27R4 | A1
98 |  | BY05 | H | 11 | 8 |  | BY02 | VME 3 | 16 | 2 | BLM | ARC _RIGHT | BYPLM.A27R4 | A2
99 |  | BY05 | H | 12 | 7 |  | BY02 | VME 3 | 16 | 3 | BLM | ARC _RIGHT | BYPLM.A28R4 | A1
100 |  | BY05 | H | 12 | 8 |  | BY02 | VME 3 | 16 | 4 | BLM | ARC _RIGHT | BYPLM.A28R4 | A2
101 |  | BY05 | I | 1 | 7 |  | BY02 | VME 1 | 17 | 3 | BLM | ARC_LEFT | BYPLM.A29L4 | A1
102 |  | BY05 | I | 1 | 8 |  | BY02 | VME 1 | 17 | 4 | BLM | ARC_LEFT | BYPLM.A29L4 | A2
103 |  | BY05 | I | 2 | 7 |  | BY02 | VME 1 | 17 | 3 | BLM | ARC_LEFT | BYPLM.A30L4 | A1
104 |  | BY05 | I | 2 | 8 |  | BY02 | VME 1 | 17 | 4 | BLM | ARC_LEFT | BYPLM.A30L4 | A2
105 |  | BY05 | I | 3 | 7 |  | BY02 | VME 1 | 18 | 1 | BLM | ARC_LEFT | BYPLM.A31L4 | A1
106 |  | BY05 | I | 3 | 8 |  | BY02 | VME 1 | 18 | 2 | BLM | ARC_LEFT | BYPLM.A31L4 | A2
107 |  | BY05 | I | 4 | 7 |  | BY02 | VME 1 | 18 | 3 | BLM | ARC_LEFT | BYPLM.A32L4 | A1
108 |  | BY05 | I | 4 | 8 |  | BY02 | VME 1 | 18 | 4 | BLM | ARC_LEFT | BYPLM.A32L4 | A2
109 |  | BY05 | I | 5 | 7 |  | BY02 | VME 1 | 19 | 1 | BLM | ARC_LEFT | BYPLM.A33L4 | A1
110 |  | BY05 | I | 5 | 8 |  | BY02 | VME 1 | 19 | 2 | BLM | ARC_LEFT | BYPLM.A33L4 | A2
111 |  | BY05 | I | 7 | 7 |  | BY02 | VME 3 | 19 | 3 | BLM | ARC _RIGHT | BYPLM.A29R4 | A1
112 |  | BY05 | I | 7 | 8 |  | BY02 | VME 3 | 19 | 4 | BLM | ARC _RIGHT | BYPLM.A29R4 | A2
113 |  | BY05 | I | 8 | 7 |  | BY02 | VME 3 | 17 | 3 | BLM | ARC _RIGHT | BYPLM.A30R4 | A1
114 |  | BY05 | I | 8 | 8 |  | BY02 | VME 3 | 17 | 4 | BLM | ARC _RIGHT | BYPLM.A30R4 | A2
115 |  | BY05 | I | 9 | 7 |  | BY02 | VME 3 | 18 | 1 | BLM | ARC _RIGHT | BYPLM.A31R4 | A1
116 |  | BY05 | I | 9 | 8 |  | BY02 | VME 3 | 18 | 2 | BLM | ARC _RIGHT | BYPLM.A31R4 | A2
117 |  | BY05 | I | 10 | 7 |  | BY02 | VME 3 | 18 | 3 | BLM | ARC _RIGHT | BYPLM.A32R4 | A1
118 |  | BY05 | I | 10 | 8 |  | BY02 | VME 3 | 18 | 4 | BLM | ARC _RIGHT | BYPLM.A32R4 | A2
119 |  | BY05 | I | 11 | 7 |  | BY02 | VME 3 | 19 | 1 | BLM | ARC _RIGHT | BYPLM.A33R4 | A1
120 |  | BY05 | I | 11 | 8 |  | BY02 | VME 3 | 19 | 2 | BLM | ARC _RIGHT | BYPLM.A33R4 | A2
121 |  | BY05 | I | 12 | 7 |  | BY02 | VME 3 | 19 | 3 | BLM | ARC _RIGHT | BYPLM.A34R4 | A1
122 |  | BY05 | I | 12 | 8 |  | BY02 | VME 3 | 19 | 4 | BLM | ARC _RIGHT | BYPLM.A34R4 | A2

## Left_new (2)
| 2005-12-07 | [6 empty] | Half octant 4 left
[9 empty] | Analog Front End | Optical link tunnel |  | Optical link surface | Digital acquisition
N. ch | Monitor | Type | Location | Pos | Logic name | HV patch | An. Patch_In | BJBAP | UA=Ra_Cr_CFC_In | Cr_CFC_Out | UA=Ra_Pa_In | SR=Ra_Pa_Sl_Out | SR=Ra_VME_Sl_DAB_In | Fonction | Status
cable
1 | BLMEI.A5L4 | Ionis. | BI.5L4 |  | BLMEI.5L4.X1 | BJBHT.A5L4 | BJBAP.A5L4_1 | 1409203 | UA43=BY12_1_1_1 | 1_1_A1 | RR43=BY12_A_1 | SX4=BY05_C_1_1 | SX4=BY02_2_4_1_1 | M | 1
2 | BLMEI.B5L4 | Ionis. | BI.5L4 |  | BLMEI.5L4.X2 |  | BJBAP.A5L4_2 |  | UA43=BY12_1_1_2 | 1_1_A2 | RR43=BY12_A_2 | SX4=BY05_C_1_2 | SX4=BY02_2_4_1_2 | M | 1
3 | BLMEI.C5L4 | Ionis. | BI.5L4 |  | BLMEI.5L4.X3 |  | BJBAP.A5L4_3 |  | UA43=BY12_1_1_3 |  |  |  |  | M | 1
4 | BLMEI.D5L4 | Ionis. | BI.5L4 |  | BLMEI.5L4.X4 |  | BJBAP.A5L4_4 |  | UA43=BY12_1_1_4 |  |  |  |  | M | 1
5 | BLMEI.E5L4 | Ionis. | BI.5L4 |  | BLMEI.5L4.X5 |  | BJBAP.A5L4_5 |  | UA43=BY12_1_1_5 |  |  |  |  | M | 1
6 | BLMEI.F5L4 | Ionis. | BI.5L4 |  | BLMEI.5L4.X6 |  | BJBAP.A5L4_6 |  | UA43=BY12_1_1_6 |  |  |  |  | M | 1
[7 empty] | BJBAP.A5L4_7 |  | UA43=BY12_1_1_7 | [5 empty] | 0
[7 empty] | BJBAP.A5L4_8 |  | UA43=BY12_1_1_8 | [5 empty] | 0
7 | BLMQI.A5L4 | Ionis. | MQY.5L4 | 753 | BLMQI.5L4.B1I3_MQY | BJBHT.B5L4 | BJBAP.B5L4_1 | 1409204 | UA43=BY12_1_2_1 | 1_2_A1 | RR43=BY12_A_3 | SX4=BY05_C_1_3 | SX4=BY02_1_4_1_1 | M | 1
8 | BLMQI.B5L4 | Ionis. |  | 503 | BLMQI.5L4.B2E1_MQY |  | BJBAP.B5L4_2 |  | UA43=BY12_1_2_2 | 1_2_A2 | RR43=BY12_A_4 | SX4=BY05_C_1_4 | SX4=BY02_1_4_1_2 | M | 1
9 | BLMQI.C5L4 | Ionis. |  | 373 | BLMQI.5L4.B1I2_MQY |  | BJBAP.B5L4_3 |  | UA43=BY12_1_2_3 |  |  |  |  | M | 1
10 | BLMQI.D5L4 | Ionis. |  | 253 | BLMQI.5L4.B2E2_MQY |  | BJBAP.B5L4_4 |  | UA43=BY12_1_2_4 |  |  |  |  | M | 1
11 | BLMQI.E5L4 | Ionis. |  | 160 | BLMQI.5L4.B1I1_MQY |  | BJBAP.B5L4_5 |  | UA43=BY12_1_2_5 |  |  |  |  | M | 1
12 | BLMQI.A6L4 | Ionis. |  | -147 | BLMQI.5L4.B2E3_MQY |  | BJBAP.B5L4_6 |  | UA43=BY12_1_2_6 |  |  |  |  | M | 1
[7 empty] | BJBAP.B5L4_7 |  | UA43=BY12_1_2_7 | [5 empty] | 0
[7 empty] | BJBAP.B5L4_8 |  | UA43=BY12_1_2_8 | [5 empty] | 0
13 | BLMQI.B6L4 | Ionis. | MQY.6L4 | 753 | BLMQI.6L4.B1I3_MQY | BJBHT.A6L4 | BJBAP.A6L4_1 | 1409205 | UA43=BY12_1_3_1 | 1_3_A1 | RR43=BY12_A_5 | SX4=BY05_C_1_5 | SX4=BY02_1_4_1_3 | M | 1
14 | BLMQI.C6L4 | Ionis. |  | 503 | BLMQI.6L4.B2E1_MQY |  | BJBAP.A6L4_2 |  | UA43=BY12_1_3_2 | 1_3_A2 | RR43=BY12_A_6 | SX4=BY05_C_1_6 | SX4=BY02_1_4_1_4 | M | 1
15 | BLMQI.D6L4 | Ionis. |  | 373 | BLMQI.6L4.B1I2_MQY |  | BJBAP.A6L4_3 |  | UA43=BY12_1_3_3 |  |  |  |  | M | 1
16 | BLMQI.E6L4 | Ionis. |  | 253 | BLMQI.6L4.B2E2_MQY |  | BJBAP.A6L4_4 |  | UA43=BY12_1_3_4 |  |  |  |  | M | 1
17 | BLMQI.F6L4 | Ionis. |  | 160 | BLMQI.6L4.B1I1_MQY |  | BJBAP.A6L4_5 |  | UA43=BY12_1_3_5 |  |  |  |  | M | 1
18 | BLMQI.A7L4 | Ionis. |  | -147 | BLMQI.6L4.B2E3_MQY |  | BJBAP.A6L4_6 |  | UA43=BY12_1_3_6 |  |  |  |  | M | 1
[7 empty] | BJBAP.A6L4_7 |  | UA43=BY12_1_3_7 | [5 empty] | 0
[7 empty] | BJBAP.A6L4_8 |  | UA43=BY12_1_3_8 | [5 empty] | 0
19 | BLMQI.B7L4 | Ionis. | MQM.7L4 | 753 | BLMQI.7L4.B1I3_MQM | BJBHT.A7L4 | BJBAP.A7L4_1 | 1409206 | UA43=BY12_1_4_1 | 1_4_A1 | RR43=BY12_A_7 | SX4=BY05_C_1_7 | SX4=BY02_1_5_2_1 | M | 1
20 | BLMQI.C7L4 | Ionis. |  | 503 | BLMQI.7L4.B2E1_MQM |  | BJBAP.A7L4_2 |  | UA43=BY12_1_4_2 | 1_4_A2 | RR43=BY12_A_8 | SX4=BY05_C_1_8 | SX4=BY02_1_5_2_2 | M | 1
21 | BLMQI.D7L4 | Ionis. |  | 373 | BLMQI.7L4.B1I2_MQM |  | BJBAP.A7L4_3 |  | UA43=BY12_1_4_3 |  |  |  |  | M | 1
22 | BLMQI.E7L4 | Ionis. |  | 253 | BLMQI.7L4.B2E2_MQM |  | BJBAP.A7L4_4 |  | UA43=BY12_1_4_4 |  |  |  |  | M | 1
23 | BLMQI.F7L4 | Ionis. |  | 160 | BLMQI.7L4.B1I1_MQM |  | BJBAP.A7L4_5 |  | UA43=BY12_1_4_5 |  |  |  |  | M | 1
24 | BLMQI.A8L4 | Ionis. |  | -147 | BLMQI.7L4.B2E3_MQM |  | BJBAP.A7L4_6 |  | UA43=BY12_1_4_6 |  |  |  |  | M | 1
[7 empty] | BJBAP.A7L4_7 |  | UA43=BY12_1_4_7 | [5 empty] | 0
[7 empty] | BJBAP.A7L4_8 |  | UA43=BY12_1_4_8 | [5 empty] | 0
25 | BLMQI.B8L4 | Ionis. | MQML.8L4 | 753 | BLMQI.8L4.B1I3_MQML | BJBHT.A8L4 | BJBAP.A8L4_1 | 1409207 | UA43=BY12_1_5_1 | 1_5_A1 | RR43=BY12_A_9 | SX4=BY05_C_1_9 | SX4=BY02_1_5_2_3 | M | 1
26 | BLMQI.C8L4 | Ionis. |  | 503 | BLMQI.8L4.B2E1_MQML |  | BJBAP.A8L4_2 |  | UA43=BY12_1_5_2 | 1_5_A2 | RR43=BY12_A_10 | SX4=BY05_C_1_10 | SX4=BY02_1_5_2_4 | M | 1
27 | BLMQI.D8L4 | Ionis. |  | 373 | BLMQI.8L4.B1I2_MQML |  | BJBAP.A8L4_3 |  | UA43=BY12_1_5_3 |  |  |  |  | M | 1
28 | BLMQI.E8L4 | Ionis. |  | 253 | BLMQI.8L4.B2E2_MQML |  | BJBAP.A8L4_4 |  | UA43=BY12_1_5_4 |  |  |  |  | M | 1
29 | BLMQI.F8L4 | Ionis. |  | 160 | BLMQI.8L4.B1I1_MQML |  | BJBAP.A8L4_5 |  | UA43=BY12_1_5_5 |  |  |  |  | M | 1
30 | BLMQI.A9L4 | Ionis. |  | -147 | BLMQI.8L4.B2E3_MQML |  | BJBAP.A8L4_6 |  | UA43=BY12_1_5_6 |  |  |  |  | M | 1
[7 empty] | BJBAP.A8L4_7 |  | UA43=BY12_1_5_7 | [5 empty] | 0
[7 empty] | BJBAP.A8L4_8 |  | UA43=BY12_1_5_8 | [5 empty] | 0
31 | BLMQI.B9L4 | Ionis. | MQM.9L4 | 753 | BLMQI.9L4.B1I3_MQM | BJBHT.A9L4 | BJBAP.A9L4_1 | 1409208 | UA43=BY12_1_6_1 | 1_6_A1 | RR43=BY12_A_11 | SX4=BY05_C_1_11 | SX4=BY02_1_6_3_1 | M | 1
32 | BLMQI.C9L4 | Ionis. |  | 503 | BLMQI.9L4.B2E1_MQM |  | BJBAP.A9L4_2 |  | UA43=BY12_1_6_2 | 1_6_A2 | RR43=BY12_A_12 | SX4=BY05_C_1_12 | SX4=BY02_1_6_3_2 | M | 1
33 | BLMQI.D9L4 | Ionis. |  | 373 | BLMQI.9L4.B1I2_MQM |  | BJBAP.A9L4_3 |  | UA43=BY12_1_6_3 |  |  |  |  | M | 1
34 | BLMQI.E9L4 | Ionis. |  | 253 | BLMQI.9L4.B2E2_MQM |  | BJBAP.A9L4_4 |  | UA43=BY12_1_6_4 |  |  |  |  | M | 1
35 | BLMQI.F9L4 | Ionis. |  | 160 | BLMQI.9L4.B1I1_MQM |  | BJBAP.A9L4_5 |  | UA43=BY12_1_6_5 |  |  |  |  | M | 1
36 | BLMQI.A10L4 | Ionis. |  | -147 | BLMQI.9L4.B2E3_MQM |  | BJBAP.A9L4_6 |  | UA43=BY12_1_6_6 |  |  |  |  | M | 1
[7 empty] | BJBAP.A9L4_7 |  | UA43=BY12_1_6_7 | [5 empty] | 0
[7 empty] | BJBAP.A9L4_8 |  | UA43=BY12_1_6_8 | [5 empty] | 0
37 | BLMQI.B10L4 | Ionis. | MQML.10L4 | 753 | BLMQI.10L4.B1I3_MQML | BJBHT.A10L4 | BJBAP.A10L4_1 | 1409209 | UA43=BY12_1_7_1 | 1_7_A1 | RR43=BY12_A_13 | SX4=BY05_C_2_13 | SX4=BY02_1_6_3_3 | M | 1
38 | BLMQI.C10L4 | Ionis. |  | 503 | BLMQI.10L4.B2E1_MQML |  | BJBAP.A10L4_2 |  | UA43=BY12_1_7_2 | 1_7_A2 | RR43=BY12_A_14 | SX4=BY05_C_2_14 | SX4=BY02_1_6_3_4 | M | 1
39 | BLMQI.D10L4 | Ionis. |  | 373 | BLMQI.10L4.B1I2_MQML |  | BJBAP.A10L4_3 |  | UA43=BY12_1_7_3 |  |  |  |  | M | 1
40 | BLMQI.E10L4 | Ionis. |  | 253 | BLMQI.10L4.B2E2_MQML |  | BJBAP.A10L4_4 |  | UA43=BY12_1_7_4 |  |  |  |  | M | 1
41 | BLMQI.F10L4 | Ionis. |  | 160 | BLMQI.10L4.B1I1_MQML |  | BJBAP.A10L4_5 |  | UA43=BY12_1_7_5 |  |  |  |  | M | 1
42 | BLMQI.A11L4 | Ionis. |  | -147 | BLMQI.10L4.B2E3_MQML |  | BJBAP.A10L4_6 |  | UA43=BY12_1_7_6 |  |  |  |  | M | 1
[7 empty] | BJBAP.A10L4_7 |  | UA43=BY12_1_7_7 | [5 empty] | 0
[7 empty] | BJBAP.A10L4_8 |  | UA43=BY12_1_7_8 | [5 empty] | 0
| 2005-12-07 | [6 empty] | Half octant 4 left
[9 empty] | Analog Front End | Optical link tunnel |  | Optical link surface | Digital acquisition
N. ch | Monitor | Type | Location | Pos | Logic name | HV patch | An. Patch_In | BJBAP | UA=Ra_Cr_CFC_In | Cr_CFC_Out | UA=Ra_Pa_In | SR=Ra_Pa_Sl_Out | SR=Ra_VME_Sl_DAB_In | Fonction | Status
cable
43 | BLMQI.B11L4 | Ionis. | MQ.11L4 | 753 | BLMQI.11L4.B1I3_MQ | BJBHT.A11L4 | BJBAP.A11L4_1 | 1409210 | UA43=BY12_1_8_1 | 1_8_A1 | RR43=BY12_A_15 | SX4=BY05_C_2_3 | SX4=BY02_1_7_4_1 | M | 1
44 | BLMQI.C11L4 | Ionis. |  | 503 | BLMQI.11L4.B2E1_MQ |  | BJBAP.A11L4_2 |  | UA43=BY12_1_8_2 | 1_8_A2 | RR43=BY12_A_6 | SX4=BY05_C_2_4 | SX4=BY02_1_7_4_2 | M | 1
45 | BLMQI.D11L4 | Ionis. |  | 373 | BLMQI.11L4.B1I2_MQ |  | BJBAP.A11L4_3 |  | UA43=BY12_1_8_3 |  |  |  |  | M | 1
46 | BLMQI.E11L4 | Ionis. |  | 253 | BLMQI.11L4.B2E2_MQ |  | BJBAP.A11L4_4 |  | UA43=BY12_1_8_4 |  |  |  |  | M | 1
47 | BLMQI.F11L4 | Ionis. |  | 160 | BLMQI.11L4.B1I1_MQ |  | BJBAP.A11L4_5 |  | UA43=BY12_1_8_5 |  |  |  |  | M | 1
48 | BLMQI.A12L4 | Ionis. |  | -147 | BLMQI.11L4.B2E3_MQ |  | BJBAP.A11L4_6 |  | UA43=BY12_1_8_6 |  |  |  |  | M | 1
[7 empty] | BJBAP.A11L4_7 |  | UA43=BY12_1_8_7 | [5 empty] | 0
[7 empty] | BJBAP.A11L4_8 |  | UA43=BY12_1_8_8 | [5 empty] | 0
49 | BLMQI.B12L4 | Ionis. | MQ.12L4 | 753 | BLMQI.12L4.B1I3_MQ | BJBHT.A12L4 |  |  | BYPLM.A12L4_CFC_1 | CFC_A1 | BYPLM.A12L4_7 | SX4=BY05_F_1_7 | SX4=BY02_1_7_4_3 | M | 1
50 | BLMQI.C12L4 | Ionis. |  | 503 | BLMQI.12L4.B2E1_MQ |  |  |  | BYPLM.A12L4_CFC_2 | CFC_A2 | BYPLM.A12L4_8 | SX4=BY05_F_1_8 | SX4=BY02_1_7_4_4 | M | 1
51 | BLMQI.D12L4 | Ionis. |  | 373 | BLMQI.12L4.B1I2_MQ |  |  |  | BYPLM.A12L4_CFC_3 |  |  |  |  | M | 1
52 | BLMQI.E12L4 | Ionis. |  | 253 | BLMQI.12L4.B2E2_MQ |  |  |  | BYPLM.A12L4_CFC_4 |  |  |  |  | M | 1
53 | BLMQI.F12L4 | Ionis. |  | 160 | BLMQI.12L4.B1I1_MQ |  |  |  | BYPLM.A12L4_CFC_5 |  |  |  |  | M | 1
54 | BLMQI.A13L4 | Ionis. |  | -147 | BLMQI.12L4.B2E3_MQ |  |  |  | BYPLM.A12L4_CFC_6 |  |  |  |  | M | 1
[9 empty] | BYPLM.A12L4_CFC_7 | [5 empty] | 0
[9 empty] | BYPLM.A12L4_CFC_8 | [5 empty] | 0
55 | BLMQI.B13L4 | Ionis. | MQ.13L4 | 753 | BLMQI.13L4.B1I3_MQ | BJBHT.A13L4 |  |  | BYPLM.A13L4_CFC_1 | CFC_A1 | BYPLM.A13L4_7 | SX4=BY05_F_2_7 | SX4=BY02_1_8_5_1 | M | 1
56 | BLMQI.C13L4 | Ionis. |  | 503 | BLMQI.13L4.B2E1_MQ |  |  |  | BYPLM.A13L4_CFC_2 | CFC_A2 | BYPLM.A13L4_8 | SX4=BY05_F_2_8 | SX4=BY02_1_8_5_2 | M | 1
57 | BLMQI.D13L4 | Ionis. |  | 373 | BLMQI.13L4.B1I2_MQ |  |  |  | BYPLM.A13L4_CFC_3 |  |  |  |  | M | 1
58 | BLMQI.E13L4 | Ionis. |  | 253 | BLMQI.13L4.B2E2_MQ |  |  |  | BYPLM.A13L4_CFC_4 |  |  |  |  | M | 1
59 | BLMQI.F13L4 | Ionis. |  | 160 | BLMQI.13L4.B1I1_MQ |  |  |  | BYPLM.A13L4_CFC_5 |  |  |  |  | M | 1
60 | BLMQI.A14L4 | Ionis. |  | -147 | BLMQI.13L4.B2E3_MQ |  |  |  | BYPLM.A13L4_CFC_6 |  |  |  |  | M | 1
[9 empty] | BYPLM.A13L4_CFC_7 | [5 empty] | 0
[9 empty] | BYPLM.A13L4_CFC_8 | [5 empty] | 0
61 | BLMQI.B14L4 | Ionis. | MQ.14L4 | 753 | BLMQI.14L4.B1I3_MQ | BJBHT.A14L4 |  |  | BYPLM.A14L4_CFC_1 | CFC_A1 | BYPLM.A14L4_7 | SX4=BY05_F_3_7 | SX4=BY02_1_8_5_3 | M | 1
62 | BLMQI.C14L4 | Ionis. |  | 503 | BLMQI.14L4.B2E1_MQ |  |  |  | BYPLM.A14L4_CFC_2 | CFC_A2 | BYPLM.A14L4_8 | SX4=BY05_F_3_8 | SX4=BY02_1_8_5_4 | M | 1
63 | BLMQI.D14L4 | Ionis. |  | 373 | BLMQI.14L4.B1I2_MQ |  |  |  | BYPLM.A14L4_CFC_3 |  |  |  |  | M | 1
64 | BLMQI.E14L4 | Ionis. |  | 253 | BLMQI.14L4.B2E2_MQ |  |  |  | BYPLM.A14L4_CFC_4 |  |  |  |  | M | 1
65 | BLMQI.F14L4 | Ionis. |  | 160 | BLMQI.14L4.B1I1_MQ |  |  |  | BYPLM.A14L4_CFC_5 |  |  |  |  | M | 1
66 | BLMQI.A15L4 | Ionis. |  | -147 | BLMQI.14L4.B2E3_MQ |  |  |  | BYPLM.A14L4_CFC_6 |  |  |  |  | M | 1
[9 empty] | BYPLM.A14L4_CFC_7 | [5 empty] | 0
[9 empty] | BYPLM.A14L4_CFC_8 | [5 empty] | 0
67 | BLMQI.B15L4 | Ionis. | MQ.15L4 | 753 | BLMQI.15L4.B1I3_MQ | BJBHT.A15L4 |  |  | BYPLM.A15L4_CFC_1 | CFC_A1 | BYPLM.A15L4_7 | SX4=BY05_F_4_7 | SX4=BY02_1_9_6_1 | M | 1
68 | BLMQI.C15L4 | Ionis. |  | 503 | BLMQI.15L4.B2E1_MQ |  |  |  | BYPLM.A15L4_CFC_2 | CFC_A2 | BYPLM.A15L4_8 | SX4=BY05_F_4_8 | SX4=BY02_1_9_6_2 | M | 1
69 | BLMQI.D15L4 | Ionis. |  | 373 | BLMQI.15L4.B1I2_MQ |  |  |  | BYPLM.A15L4_CFC_3 |  |  |  |  | M | 1
70 | BLMQI.E15L4 | Ionis. |  | 253 | BLMQI.15L4.B2E2_MQ |  |  |  | BYPLM.A15L4_CFC_4 |  |  |  |  | M | 1
71 | BLMQI.F15L4 | Ionis. |  | 160 | BLMQI.15L4.B1I1_MQ |  |  |  | BYPLM.A15L4_CFC_5 |  |  |  |  | M | 1
72 | BLMQI.A16L4 | Ionis. |  | -147 | BLMQI.15L4.B2E3_MQ |  |  |  | BYPLM.A15L4_CFC_6 |  |  |  |  | M | 1
[9 empty] | BYPLM.A15L4_CFC_7 | [5 empty] | 0
[9 empty] | BYPLM.A15L4_CFC_8 | [5 empty] | 0
73 | BLMQI.B16L4 | Ionis. | MQ.16L4 | 753 | BLMQI.16L4.B1I3_MQ | BJBHT.A16L4 |  |  | BYPLM.A16L4_CFC_1 | CFC_A1 | BYPLM.A16L4_7 | SX4=BY05_F_5_7 | SX4=BY02_1_9_6_3 | M | 1
74 | BLMQI.C16L4 | Ionis. |  | 503 | BLMQI.16L4.B2E1_MQ |  |  |  | BYPLM.A16L4_CFC_2 | CFC_A2 | BYPLM.A16L4_8 | SX4=BY05_F_5_8 | SX4=BY02_1_9_6_4 | M | 1
75 | BLMQI.D16L4 | Ionis. |  | 373 | BLMQI.16L4.B1I2_MQ |  |  |  | BYPLM.A16L4_CFC_3 |  |  |  |  | M | 1
76 | BLMQI.E16L4 | Ionis. |  | 253 | BLMQI.16L4.B2E2_MQ |  |  |  | BYPLM.A16L4_CFC_4 |  |  |  |  | M | 1
77 | BLMQI.F16L4 | Ionis. |  | 160 | BLMQI.16L4.B1I1_MQ |  |  |  | BYPLM.A16L4_CFC_5 |  |  |  |  | M | 1
78 | BLMQI.A17L4 | Ionis. |  | -147 | BLMQI.16L4.B2E3_MQ |  |  |  | BYPLM.A16L4_CFC_6 |  |  |  |  | M | 1
[9 empty] | BYPLM.A16L4_CFC_7 | [5 empty] | 0
[9 empty] | BYPLM.A16L4_CFC_8 | [5 empty] | 0
79 | BLMQI.B17L4 | Ionis. | MQ.17L4 | 753 | BLMQI.17L4.B1I3_MQ | BJBHT.A17L4 |  |  | BYPLM.A17L4_CFC_1 | CFC_A1 | BYPLM.A17L4_7 | SX4=BY05_G_1_7 | SX4=BY02_1_10_7_1 | M | 1
80 | BLMQI.C17L4 | Ionis. |  | 503 | BLMQI.17L4.B2E1_MQ |  |  |  | BYPLM.A17L4_CFC_2 | CFC_A2 | BYPLM.A17L4_8 | SX4=BY05_G_1_8 | SX4=BY02_1_10_7_2 | M | 1
81 | BLMQI.D17L4 | Ionis. |  | 373 | BLMQI.17L4.B1I2_MQ |  |  |  | BYPLM.A17L4_CFC_3 |  |  |  |  | M | 1
82 | BLMQI.E17L4 | Ionis. |  | 253 | BLMQI.17L4.B2E2_MQ |  |  |  | BYPLM.A17L4_CFC_4 |  |  |  |  | M | 1
83 | BLMQI.F17L4 | Ionis. |  | 160 | BLMQI.17L4.B1I1_MQ |  |  |  | BYPLM.A17L4_CFC_5 |  |  |  |  | M | 1
84 | BLMQI.A18L4 | Ionis. |  | -147 | BLMQI.17L4.B2E3_MQ |  |  |  | BYPLM.A17L4_CFC_6 |  |  |  |  | M | 1
[9 empty] | BYPLM.A17L4_CFC_7 | [5 empty] | 0
[9 empty] | BYPLM.A17L4_CFC_8 | [5 empty] | 0
| 2005-12-07 | [6 empty] | Half octant 4 left
[9 empty] | Analog Front End | Optical link tunnel |  | Optical link surface | Digital acquisition
N. ch | Monitor | Type | Location | Pos | Logic name | HV patch | An. Patch_In | BJBAP | UA=Ra_Cr_CFC_In | Cr_CFC_Out | UA=Ra_Pa_In | SR=Ra_Pa_Sl_Out | SR=Ra_VME_Sl_DAB_In | Fonction | Status
cable
85 | BLMQI.B18L4 | Ionis. | MQ.18L4 | 753 | BLMQI.18L4.B1I3_MQ | BJBHT.A18L4 |  |  | BYPLM.A18L4_CFC_1 | CFC_A1 | BYPLM.A18L4_7 | SX4=BY05_G_2_7 | SX4=BY02_1_10_7_3 | M | 1
86 | BLMQI.C18L4 | Ionis. |  | 503 | BLMQI.18L4.B2E1_MQ |  |  |  | BYPLM.A18L4_CFC_2 | CFC_A2 | BYPLM.A18L4_8 | SX4=BY05_G_2_8 | SX4=BY02_1_10_7_4 | M | 1
87 | BLMQI.D18L4 | Ionis. |  | 373 | BLMQI.18L4.B1I2_MQ |  |  |  | BYPLM.A18L4_CFC_3 |  |  |  |  | M | 1
88 | BLMQI.E18L4 | Ionis. |  | 253 | BLMQI.18L4.B2E2_MQ |  |  |  | BYPLM.A18L4_CFC_4 |  |  |  |  | M | 1
89 | BLMQI.F18L4 | Ionis. |  | 160 | BLMQI.18L4.B1I1_MQ |  |  |  | BYPLM.A18L4_CFC_5 |  |  |  |  | M | 1
90 | BLMQI.A19L4 | Ionis. |  | -147 | BLMQI.18L4.B2E3_MQ |  |  |  | BYPLM.A18L4_CFC_6 |  |  |  |  | M | 1
[9 empty] | BYPLM.A18L4_CFC_7 | [5 empty] | 0
[9 empty] | BYPLM.A18L4_CFC_8 | [5 empty] | 0
91 | BLMQI.B19L4 | Ionis. | MQ.19L4 | 753 | BLMQI.19L4.B1I3_MQ | BJBHT.A19L4 |  |  | BYPLM.A19L4_CFC_1 | CFC_A1 | BYPLM.A19L4_7 | SX4=BY05_G_3_7 | SX4=BY02_1_11_8_1 | M | 1
92 | BLMQI.C19L4 | Ionis. |  | 503 | BLMQI.19L4.B2E1_MQ |  |  |  | BYPLM.A19L4_CFC_2 | CFC_A2 | BYPLM.A19L4_8 | SX4=BY05_G_3_8 | SX4=BY02_1_11_8_2 | M | 1
93 | BLMQI.D19L4 | Ionis. |  | 373 | BLMQI.19L4.B1I2_MQ |  |  |  | BYPLM.A19L4_CFC_3 |  |  |  |  | M | 1
94 | BLMQI.E19L4 | Ionis. |  | 253 | BLMQI.19L4.B2E2_MQ |  |  |  | BYPLM.A19L4_CFC_4 |  |  |  |  | M | 1
95 | BLMQI.F19L4 | Ionis. |  | 160 | BLMQI.19L4.B1I1_MQ |  |  |  | BYPLM.A19L4_CFC_5 |  |  |  |  | M | 1
96 | BLMQI.A20L4 | Ionis. |  | -147 | BLMQI.19L4.B2E3_MQ |  |  |  | BYPLM.A19L4_CFC_6 |  |  |  |  | M | 1
[9 empty] | BYPLM.A19L4_CFC_7 | [5 empty] | 0
[9 empty] | BYPLM.A19L4_CFC_8 | [5 empty] | 0
97 | BLMQI.B20L4 | Ionis. | MQ.20L4 | 753 | BLMQI.20L4.B1I3_MQ | BJBHT.A20L4 |  |  | BYPLM.A20L4_CFC_1 | CFC_A1 | BYPLM.A20L4_7 | SX4=BY05_G_4_7 | SX4=BY02_1_11_8_3 | M | 1
98 | BLMQI.C20L4 | Ionis. |  | 503 | BLMQI.20L4.B2E1_MQ |  |  |  | BYPLM.A20L4_CFC_2 | CFC_A2 | BYPLM.A20L4_8 | SX4=BY05_G_4_8 | SX4=BY02_1_11_8_4 | M | 1
99 | BLMQI.D20L4 | Ionis. |  | 373 | BLMQI.20L4.B1I2_MQ |  |  |  | BYPLM.A20L4_CFC_3 |  |  |  |  | M | 1
100 | BLMQI.E20L4 | Ionis. |  | 253 | BLMQI.20L4.B2E2_MQ |  |  |  | BYPLM.A20L4_CFC_4 |  |  |  |  | M | 1
101 | BLMQI.F20L4 | Ionis. |  | 160 | BLMQI.20L4.B1I1_MQ |  |  |  | BYPLM.A20L4_CFC_5 |  |  |  |  | M | 1
102 | BLMQI.A21L4 | Ionis. |  | -147 | BLMQI.20L4.B2E3_MQ |  |  |  | BYPLM.A20L4_CFC_6 |  |  |  |  | M | 1
[9 empty] | BYPLM.A20L4_CFC_7 | [5 empty] | 0
[9 empty] | BYPLM.A20L4_CFC_8 | [5 empty] | 0
103 | BLMQI.B21L4 | Ionis. | MQ.21L4 | 753 | BLMQI.21L4.B1I3_MQ | BJBHT.A21L4 |  |  | BYPLM.A21L4_CFC_1 | CFC_A1 | BYPLM.A21L4_7 | SX4=BY05_G_5_7 | SX4=BY02_1_13_9_1 | M | 1
104 | BLMQI.C21L4 | Ionis. |  | 503 | BLMQI.21L4.B2E1_MQ |  |  |  | BYPLM.A21L4_CFC_2 | CFC_A2 | BYPLM.A21L4_8 | SX4=BY05_G_5_8 | SX4=BY02_1_13_9_2 | M | 1
105 | BLMQI.D21L4 | Ionis. |  | 373 | BLMQI.21L4.B1I2_MQ |  |  |  | BYPLM.A21L4_CFC_3 |  |  |  |  | M | 1
106 | BLMQI.E21L4 | Ionis. |  | 253 | BLMQI.21L4.B2E2_MQ |  |  |  | BYPLM.A21L4_CFC_4 |  |  |  |  | M | 1
107 | BLMQI.F21L4 | Ionis. |  | 160 | BLMQI.21L4.B1I1_MQ |  |  |  | BYPLM.A21L4_CFC_5 |  |  |  |  | M | 1
108 | BLMQI.A22L4 | Ionis. |  | -147 | BLMQI.21L4.B2E3_MQ |  |  |  | BYPLM.A21L4_CFC_6 |  |  |  |  | M | 1
[9 empty] | BYPLM.A21L4_CFC_7 | [5 empty] | 0
[9 empty] | BYPLM.A21L4_CFC_8 | [5 empty] | 0
109 | BLMQI.B22L4 | Ionis. | MQ.22L4 | 753 | BLMQI.22L4.B1I3_MQ | BJBHT.A22L4 |  |  | BYPLM.A22L4_CFC_1 | CFC_A1 | BYPLM.A22L4_7 | SX4=BY05_G_6_7 | SX4=BY02_1_13_9_3 | M | 1
110 | BLMQI.C22L4 | Ionis. |  | 503 | BLMQI.22L4.B2E1_MQ |  |  |  | BYPLM.A22L4_CFC_2 | CFC_A2 | BYPLM.A22L4_8 | SX4=BY05_G_6_8 | SX4=BY02_1_13_9_4 | M | 1
111 | BLMQI.D22L4 | Ionis. |  | 373 | BLMQI.22L4.B1I2_MQ |  |  |  | BYPLM.A22L4_CFC_3 |  |  |  |  | M | 1
112 | BLMQI.E22L4 | Ionis. |  | 253 | BLMQI.22L4.B2E2_MQ |  |  |  | BYPLM.A22L4_CFC_4 |  |  |  |  | M | 1
113 | BLMQI.F22L4 | Ionis. |  | 160 | BLMQI.22L4.B1I1_MQ |  |  |  | BYPLM.A22L4_CFC_5 |  |  |  |  | M | 1
114 | BLMQI.A23L4 | Ionis. |  | -147 | BLMQI.22L4.B2E3_MQ |  |  |  | BYPLM.A22L4_CFC_6 |  |  |  |  | M | 1
[9 empty] | BYPLM.A22L4_CFC_7 | [5 empty] | 0
[9 empty] | BYPLM.A22L4_CFC_8 | [5 empty] | 0
115 | BLMQI.B23L4 | Ionis. | MQ.23L4 | 753 | BLMQI.23L4.B1I3_MQ | BJBHT.A23L4 |  |  | BYPLM.A23L4_CFC_1 | CFC_A1 | BYPLM.A23L4_7 | SX4=BY05_H_1_7 | SX4=BY02_1_14_10_1 | M | 1
116 | BLMQI.C23L4 | Ionis. |  | 503 | BLMQI.23L4.B2E1_MQ |  |  |  | BYPLM.A23L4_CFC_2 | CFC_A2 | BYPLM.A23L4_8 | SX4=BY05_H_1_8 | SX4=BY02_1_14_10_2 | M | 1
117 | BLMQI.D23L4 | Ionis. |  | 373 | BLMQI.23L4.B1I2_MQ |  |  |  | BYPLM.A23L4_CFC_3 |  |  |  |  | M | 1
118 | BLMQI.E23L4 | Ionis. |  | 253 | BLMQI.23L4.B2E2_MQ |  |  |  | BYPLM.A23L4_CFC_4 |  |  |  |  | M | 1
119 | BLMQI.F23L4 | Ionis. |  | 160 | BLMQI.23L4.B1I1_MQ |  |  |  | BYPLM.A23L4_CFC_5 |  |  |  |  | M | 1
120 | BLMQI.A23L4 | Ionis. |  | -147 | BLMQI.23L4.B2E3_MQ |  |  |  | BYPLM.A23L4_CFC_6 |  |  |  |  | M | 1
[9 empty] | BYPLM.A23L4_CFC_7 | [5 empty] | 0
[9 empty] | BYPLM.A23L4_CFC_8 | [5 empty] | 0
121 | BLMQI.B24L4 | Ionis. | MQ.24L4 | 753 | BLMQI.24L4.B1I3_MQ | BJBHT.A24L4 |  |  | BYPLM.A24L4_CFC_1 | CFC_A1 | BYPLM.A24L4_7 | SX4=BY05_H_2_7 | SX4=BY02_1_14_10_3 | M | 1
122 | BLMQI.C24L4 | Ionis. |  | 503 | BLMQI.24L4.B2E1_MQ |  |  |  | BYPLM.A24L4_CFC_2 | CFC_A2 | BYPLM.A24L4_8 | SX4=BY05_H_2_8 | SX4=BY02_1_14_10_4 | M | 1
123 | BLMQI.D24L4 | Ionis. |  | 373 | BLMQI.24L4.B1I2_MQ |  |  |  | BYPLM.A24L4_CFC_3 |  |  |  |  | M | 1
124 | BLMQI.E24L4 | Ionis. |  | 253 | BLMQI.24L4.B2E2_MQ |  |  |  | BYPLM.A24L4_CFC_4 |  |  |  |  | M | 1
125 | BLMQI.F24L4 | Ionis. |  | 160 | BLMQI.24L4.B1I1_MQ |  |  |  | BYPLM.A24L4_CFC_5 |  |  |  |  | M | 1
126 | BLMQI.A25L4 | Ionis. |  | -147 | BLMQI.24L4.B2E3_MQ |  |  |  | BYPLM.A24L4_CFC_6 |  |  |  |  | M | 1
[9 empty] | BYPLM.A24L4_CFC_7 | [5 empty] | 0
[9 empty] | BYPLM.A24L4_CFC_8 | [5 empty] | 0
| 2005-12-07 | [6 empty] | Half octant 4 left
[9 empty] | Analog Front End | Optical link tunnel |  | Optical link surface | Digital acquisition
N. ch | Monitor | Type | Location | Pos | Logic name | HV patch | An. Patch_In | BJBAP | UA=Ra_Cr_CFC_In | Cr_CFC_Out | UA=Ra_Pa_In | SR=Ra_Pa_Sl_Out | SR=Ra_VME_Sl_DAB_In | Fonction | Status
cable
127 | BLMQI.B25L4 | Ionis. | MQ.25L4 | 753 | BLMQI.25L4.B1I3_MQ | BJBHT.A25L4 |  |  | BYPLM.A25L4_CFC_1 | CFC_A1 | BYPLM.A25L4_7 | SX4=BY05_H_3_7 | SX4=BY02_1_15_11_1 | M | 1
128 | BLMQI.C25L4 | Ionis. |  | 503 | BLMQI.25L4.B2E1_MQ |  |  |  | BYPLM.A25L4_CFC_2 | CFC_A2 | BYPLM.A25L4_8 | SX4=BY05_H_3_8 | SX4=BY02_1_15_11_2 | M | 1
129 | BLMQI.D25L4 | Ionis. |  | 373 | BLMQI.25L4.B1I2_MQ |  |  |  | BYPLM.A25L4_CFC_3 |  |  |  |  | M | 1
130 | BLMQI.E25L4 | Ionis. |  | 253 | BLMQI.25L4.B2E2_MQ |  |  |  | BYPLM.A25L4_CFC_4 |  |  |  |  | M | 1
131 | BLMQI.F25L4 | Ionis. |  | 160 | BLMQI.25L4.B1I1_MQ |  |  |  | BYPLM.A25L4_CFC_5 |  |  |  |  | M | 1
132 | BLMQI.A26L4 | Ionis. |  | -147 | BLMQI.25L4.B2E3_MQ |  |  |  | BYPLM.A25L4_CFC_6 |  |  |  |  | M | 1
[9 empty] | BYPLM.A25L4_CFC_7 | [5 empty] | 0
[9 empty] | BYPLM.A25L4_CFC_8 | [5 empty] | 0
133 | BLMQI.B26L4 | Ionis. | MQ.26L4 | 753 | BLMQI.26L4.B1I3_MQ | BJBHT.A26L4 |  |  | BYPLM.A26L4_CFC_1 | CFC_A1 | BYPLM.A26L4_7-8 | SX4=BY05_H_4_7 | SX4=BY02_1_15_11_3 | M | 1
134 | BLMQI.C26L4 | Ionis. |  | 503 | BLMQI.26L4.B2E1_MQ |  |  |  | BYPLM.A26L4_CFC_2 | CFC_A2 | BYPLM.A26L4_7-8 | SX4=BY05_H_4_8 | SX4=BY02_1_15_11_4 | M | 1
135 | BLMQI.D26L4 | Ionis. |  | 373 | BLMQI.26L4.B1I2_MQ |  |  |  | BYPLM.A26L4_CFC_3 |  |  |  |  | M | 1
136 | BLMQI.E26L4 | Ionis. |  | 253 | BLMQI.26L4.B2E2_MQ |  |  |  | BYPLM.A26L4_CFC_4 |  |  |  |  | M | 1
137 | BLMQI.F26L4 | Ionis. |  | 160 | BLMQI.26L4.B1I1_MQ |  |  |  | BYPLM.A26L4_CFC_5 |  |  |  |  | M | 1
138 | BLMQI.A27L4 | Ionis. |  | -147 | BLMQI.26L4.B2E3_MQ |  |  |  | BYPLM.A26L4_CFC_6 |  |  |  |  | M | 1
[9 empty] | BYPLM.A26L4_CFC_7 | [5 empty] | 0
[9 empty] | BYPLM.A26L4_CFC_8 | [5 empty] | 0
139 | BLMQI.B27L4 | Ionis. | MQ.27L4 | 753 | BLMQI.27L4.B1I3_MQ | BJBHT.A27L4 |  |  | BYPLM.A27L4_CFC_1 | CFC_A1 | BYPLM.A27L4_7-8 | SX4=BY05_H_5_7 | SX4=BY02_1_16_12_1 | M | 1
140 | BLMQI.C27L4 | Ionis. |  | 503 | BLMQI.27L4.B2E1_MQ |  |  |  | BYPLM.A27L4_CFC_2 | CFC_A2 | BYPLM.A27L4_7-8 | SX4=BY05_H_5_8 | SX4=BY02_1_16_12_2 | M | 1
141 | BLMQI.D27L4 | Ionis. |  | 373 | BLMQI.27L4.B1I2_MQ |  |  |  | BYPLM.A27L4_CFC_3 |  |  |  |  | M | 1
142 | BLMQI.E27L4 | Ionis. |  | 253 | BLMQI.27L4.B2E2_MQ |  |  |  | BYPLM.A27L4_CFC_4 |  |  |  |  | M | 1
143 | BLMQI.F27L4 | Ionis. |  | 160 | BLMQI.27L4.B1I1_MQ |  |  |  | BYPLM.A27L4_CFC_5 |  |  |  |  | M | 1
144 | BLMQI.A28L4 | Ionis. |  | -147 | BLMQI.27L4.B2E3_MQ |  |  |  | BYPLM.A27L4_CFC_6 |  |  |  |  | M | 1
[9 empty] | BYPLM.A27L4_CFC_7 | [5 empty] | 0
[9 empty] | BYPLM.A27L4_CFC_8 | [5 empty] | 0
145 | BLMQI.B28L4 | Ionis. | MQ.28L4 | 753 | BLMQI.28L4.B1I3_MQ | BJBHT.A28L4 |  |  | BYPLM.A28L4_CFC_1 | CFC_A1 | BYPLM.A28L4_7 | SX4=BY05_H_6_7 | SX4=BY02_1_16_12_3 | M | 1
146 | BLMQI.C28L4 | Ionis. |  | 503 | BLMQI.28L4.B2E1_MQ |  |  |  | BYPLM.A28L4_CFC_2 | CFC_A2 | BYPLM.A28L4_8 | SX4=BY05_H_6_8 | SX4=BY02_1_16_12_4 | M | 1
147 | BLMQI.D28L4 | Ionis. |  | 373 | BLMQI.28L4.B1I2_MQ |  |  |  | BYPLM.A28L4_CFC_3 |  |  |  |  | M | 1
148 | BLMQI.E28L4 | Ionis. |  | 253 | BLMQI.28L4.B2E2_MQ |  |  |  | BYPLM.A28L4_CFC_4 |  |  |  |  | M | 1
149 | BLMQI.F28L4 | Ionis. |  | 160 | BLMQI.28L4.B1I1_MQ |  |  |  | BYPLM.A28L4_CFC_5 |  |  |  |  | M | 1
150 | BLMQI.A29L4 | Ionis. |  | -147 | BLMQI.28L4.B2E3_MQ |  |  |  | BYPLM.A28L4_CFC_6 |  |  |  |  | M | 1
[9 empty] | BYPLM.A28L4_CFC_7 | [5 empty] | 0
[9 empty] | BYPLM.A28L4_CFC_8 | [5 empty] | 0
151 | BLMQI.B29L4 | Ionis. | MQ.29L4 | 753 | BLMQI.29L4.B1I3_MQ | BJBHT.A29L4 |  |  | BYPLM.A29L4_CFC_1 | CFC_A1 | BYPLM.A29L4_7 | SX4=BY05_I_1_7 | SX4=BY02_1_17_13_1 | M | 1
152 | BLMQI.C29L4 | Ionis. |  | 503 | BLMQI.29L4.B2E1_MQ |  |  |  | BYPLM.A29L4_CFC_2 | CFC_A2 | BYPLM.A29L4_8 | SX4=BY05_I_1_8 | SX4=BY02_1_17_13_2 | M | 1
153 | BLMQI.D29L4 | Ionis. |  | 373 | BLMQI.29L4.B1I2_MQ |  |  |  | BYPLM.A29L4_CFC_3 |  |  |  |  | M | 1
154 | BLMQI.E29L4 | Ionis. |  | 253 | BLMQI.29L4.B2E2_MQ |  |  |  | BYPLM.A29L4_CFC_4 |  |  |  |  | M | 1
155 | BLMQI.F29L4 | Ionis. |  | 160 | BLMQI.29L4.B1I1_MQ |  |  |  | BYPLM.A29L4_CFC_5 |  |  |  |  | M | 1
156 | BLMQI.A30L4 | Ionis. |  | -147 | BLMQI.29L4.B2E3_MQ |  |  |  | BYPLM.A29L4_CFC_6 |  |  |  |  | M | 1
[9 empty] | BYPLM.A29L4_CFC_7 | [5 empty] | 0
[9 empty] | BYPLM.A29L4_CFC_8 | [5 empty] | 0
157 | BLMQI.B30L4 | Ionis. | MQ.30L4 | 753 | BLMQI.30L4.B1I3_MQ | BJBHT.A30L4 |  |  | BYPLM.A30L4_CFC_1 | CFC_A1 | BYPLM.A30L4_7 | SX4=BY05_I_2_7 | SX4=BY02_1_17_13_3 | M | 1
158 | BLMQI.C30L4 | Ionis. |  | 503 | BLMQI.30L4.B2E1_MQ |  |  |  | BYPLM.A30L4_CFC_2 | CFC_A2 | BYPLM.A30L4_8 | SX4=BY05_I_2_8 | SX4=BY02_1_17_13_4 | M | 1
159 | BLMQI.D30L4 | Ionis. |  | 373 | BLMQI.30L4.B1I2_MQ |  |  |  | BYPLM.A30L4_CFC_3 |  |  |  |  | M | 1
160 | BLMQI.E30L4 | Ionis. |  | 253 | BLMQI.30L4.B2E2_MQ |  |  |  | BYPLM.A30L4_CFC_4 |  |  |  |  | M | 1
161 | BLMQI.F30L4 | Ionis. |  | 160 | BLMQI.30L4.B1I1_MQ |  |  |  | BYPLM.A30L4_CFC_5 |  |  |  |  | M | 1
162 | BLMQI.A31L4 | Ionis. |  | -147 | BLMQI.30L4.B2E3_MQ |  |  |  | BYPLM.A30L4_CFC_6 |  |  |  |  | M | 1
[9 empty] | BYPLM.A30L4_CFC_7 | [5 empty] | 0
[9 empty] | BYPLM.A30L4_CFC_8 | [5 empty] | 0
163 | BLMQI.B31L4 | Ionis. | MQ.31L4 | 753 | BLMQI.31L4.B1I3_MQ | BJBHT.A31L4 |  |  | BYPLM.A31L4_CFC_1 | CFC_A1 | BYPLM.A31L4_7 | SX4=BY05_I_3_7 | SX4=BY02_1_18_14_1 | M | 1
164 | BLMQI.C31L4 | Ionis. |  | 503 | BLMQI.31L4.B2E1_MQ |  |  |  | BYPLM.A31L4_CFC_2 | CFC_A2 | BYPLM.A31L4_8 | SX4=BY05_I_3_8 | SX4=BY02_1_18_14_2 | M | 1
165 | BLMQI.D31L4 | Ionis. |  | 373 | BLMQI.31L4.B1I2_MQ |  |  |  | BYPLM.A31L4_CFC_3 |  |  |  |  | M | 1
166 | BLMQI.E31L4 | Ionis. |  | 253 | BLMQI.31L4.B2E2_MQ |  |  |  | BYPLM.A31L4_CFC_4 |  |  |  |  | M | 1
167 | BLMQI.F31L4 | Ionis. |  | 160 | BLMQI.31L4.B1I1_MQ |  |  |  | BYPLM.A31L4_CFC_5 |  |  |  |  | M | 1
168 | BLMQI.A32L4 | Ionis. |  | -147 | BLMQI.31L4.B2E3_MQ |  |  |  | BYPLM.A31L4_CFC_6 |  |  |  |  | M | 1
[9 empty] | BYPLM.A31L4_CFC_7 | [5 empty] | 0
[9 empty] | BYPLM.A31L4_CFC_8 | [5 empty] | 0
| 2005-12-07 | [6 empty] | Half octant 4 left
[9 empty] | Analog Front End | Optical link tunnel |  | Optical link surface | Digital acquisition
N. ch | Monitor | Type | Location | Pos | Logic name | HV patch | An. Patch_In | BJBAP | UA=Ra_Cr_CFC_In | Cr_CFC_Out | UA=Ra_Pa_In | SR=Ra_Pa_Sl_Out | SR=Ra_VME_Sl_DAB_In | Fonction | Status
cable
169 | BLMQI.B32L4 | Ionis. | MQ.32L4 | 753 | BLMQI.32L4.B1I3_MQ | BJBHT.A32L4 |  |  | BYPLM.A32L4_CFC_1 | CFC_A1 | BYPLM.A32L4_7 | SX4=BY05_I_4_7 | SX4=BY02_1_18_14_3 | M | 1
170 | BLMQI.C32L4 | Ionis. |  | 503 | BLMQI.32L4.B2E1_MQ |  |  |  | BYPLM.A32L4_CFC_2 | CFC_A2 | BYPLM.A32L4_8 | SX4=BY05_I_4_8 | SX4=BY02_1_18_14_4 | M | 1
171 | BLMQI.D32L4 | Ionis. |  | 373 | BLMQI.32L4.B1I2_MQ |  |  |  | BYPLM.A32L4_CFC_3 |  |  |  |  | M | 1
172 | BLMQI.E32L4 | Ionis. |  | 253 | BLMQI.32L4.B2E2_MQ |  |  |  | BYPLM.A32L4_CFC_4 |  |  |  |  | M | 1
173 | BLMQI.F32L4 | Ionis. |  | 160 | BLMQI.32L4.B1I1_MQ |  |  |  | BYPLM.A32L4_CFC_5 |  |  |  |  | M | 1
174 | BLMQI.A33L4 | Ionis. |  | -147 | BLMQI.32L4.B2E3_MQ |  |  |  | BYPLM.A32L4_CFC_6 |  |  |  |  | M | 1
[9 empty] | BYPLM.A32L4_CFC_7 | [5 empty] | 0
[9 empty] | BYPLM.A32L4_CFC_8 | [5 empty] | 0
175 | BLMQI.B33L4 | Ionis. | MQ.33L4 | 753 | BLMQI.33L4.B1I3_MQ | BJBHT.A33L4 |  |  | BYPLM.A33L4_CFC_1 | CFC_A1 | BYPLM.A33L4_7 | SX4=BY05_I_5_7 | SX4=BY02_1_19_15_ | M | 1
176 | BLMQI.C33L4 | Ionis. |  | 503 | BLMQI.33L4.B2E1_MQ |  |  |  | BYPLM.A33L4_CFC_2 | CFC_A2 | BYPLM.A33L4_8 | SX4=BY05_I_5_8 | SX4=BY02_1_19_15_2 | M | 1
177 | BLMQI.D33L4 | Ionis. |  | 373 | BLMQI.33L4.B1I2_MQ |  |  |  | BYPLM.A33L4_CFC_3 |  |  |  |  | M | 1
178 | BLMQI.E33L4 | Ionis. |  | 253 | BLMQI.33L4.B2E2_MQ |  |  |  | BYPLM.A33L4_CFC_4 |  |  |  |  | M | 1
179 | BLMQI.F33L4 | Ionis. |  | 160 | BLMQI.33L4.B1I1_MQ |  |  |  | BYPLM.A33L4_CFC_5 |  |  |  |  | M | 1
180 | BLMQI.A34R3 | Ionis. |  | -147 | BLMQI.33L4.B2E3_MQ |  |  |  | BYPLM.A33L4_CFC_6 |  |  |  |  | M | 1
[9 empty] | BYPLM.A33L4_CFC_7 | [5 empty] | 0
[9 empty] | BYPLM.A33L4_CFC_8 | [5 empty] | 0

## Right_new (2)
| 2005-12-07 | [6 empty] | Half octant 4 right
[9 empty] | Analog Front End | Optical link tunnel |  | Optical link surface | Digital acquisition
N. ch | Monitor | Type | Location | Pos | Logic name | HV patch | An. Patch_In | BJBAP | UA=Ra_Cr_CFC_In | Cr_CFC_Out | UA=Ra_Pa_In | SR=Ra_Pa_Sl_Out | SR=Ra_VME_Sl_DAB_In | Fonction | Status
cable
1 | BLMEI.A5R4 | Ionis. | BI.5R4 |  | BLMEI.5R4.X1 | BJBHT.A5R4 | BJBAP.A5R4_1 | 1409212 | UA47=BY09_1_1_1 | 1_1_A1 | RR47=BY09_A_1 | SX4=BY05_C_12_1 | SX4=BY02_2_13_9_1 | M | 1
2 | BLMEI.B5R4 | Ionis. | BI.5R4 |  | BLMEI.5R4.X2 |  | BJBAP.A5R4_2 |  | UA47=BY09_1_1_2 | 1_1_A2 | RR47=BY09_A_2 | SX4=BY05_C_12_2 | SX4=BY02_2_13_9_2 | M | 1
3 | BLMEI.C5R4 | Ionis. | BI.5R4 |  | BLMEI.5R4.X3 |  | BJBAP.A5R4_3 |  | UA47=BY09_1_1_3 |  |  |  |  | M | 1
4 | BLMEI.D5R4 | Ionis. | BI.5R4 |  | BLMEI.5R4.X4 |  | BJBAP.A5R4_4 |  | UA47=BY09_1_1_4 |  |  |  |  | M | 1
5 | BLMEI.E5R4 | Ionis. | BI.5R4 |  | BLMEI.5R4.X5 |  | BJBAP.A5R4_5 |  | UA47=BY09_1_1_5 |  |  |  |  | M | 1
6 | BLMEI.F5R4 | Ionis. | BI.5R4 |  | BLMEI.5R4.X6 |  | BJBAP.A5R4_6 |  | UA47=BY09_1_1_6 |  |  |  |  | M | 1
[7 empty] | BJBAP.A5R4_7 |  | UA47=BY09_1_1_7 | [5 empty] | 0
[7 empty] | BJBAP.A5R4_8 |  | UA47=BY09_1_1_8 | [5 empty] | 0
7 | BLMQI.A5R4 | Ionis. | MQY.5R4 | -147 | BLMQI.5R4.B2E3_MQY | BJBHT.B5R4 | BJBAP.B5R4_1 | 1409213 | UA47=BY09_1_2_1 | 1_2_A1 | RR47=BY09_A_3 | SX4=BY05_C_12_3 | SR3=BY02_3_4_1_1 | M | 1
8 | BLMQI.B5R4 | Ionis. |  | 160 | BLMQI.5R4.B1I1_MQY |  | BJBAP.B5R4_2 |  | UA47=BY09_1_2_2 | 1_2_A2 | RR47=BY09_A_4 | SX4=BY05_C_12_4 | SR3=BY02_3_4_1_2 | M | 1
9 | BLMQI.C5R4 | Ionis. |  | 253 | BLMQI.5R4.B2E2_MQY |  | BJBAP.B5R4_3 |  | UA47=BY09_1_2_3 |  |  |  |  | M | 1
10 | BLMQI.D5R4 | Ionis. |  | 373 | BLMQI.5R4.B1I2_MQY |  | BJBAP.B5R4_4 |  | UA47=BY09_1_2_4 |  |  |  |  | M | 1
11 | BLMQI.E5R4 | Ionis. |  | 503 | BLMQI.5R4.B2E1_MQY |  | BJBAP.B5R4_5 |  | UA47=BY09_1_2_5 |  |  |  |  | M | 1
12 | BLMQI.A6R4 | Ionis. |  | 753 | BLMQI.5R4.B1I3_MQY |  | BJBAP.B5R4_6 |  | UA47=BY09_1_2_6 |  |  |  |  | M | 1
[7 empty] | BJBAP.B5R4_7 |  | UA47=BY09_1_2_7 | [5 empty] | 0
[7 empty] | BJBAP.B5R4_8 |  | UA47=BY09_1_2_8 | [5 empty] | 0
13 | BLMQI.B6R4 | Ionis. | MQY.6R4 | -147 | BLMQI.6R4.B2E3_MQY | BJBHT.A6R4 | BJBAP.A6R4_1 | 1409214 | UA47=BY09_1_3_1 | 1_3_A1 | RR47=BY09_A_5 | SX4=BY05_C_12_5 | SR3=BY02_3_4_1_3 | M | 1
14 | BLMQI.C6R4 | Ionis. |  | 160 | BLMQI.6R4.B1I1_MQY |  | BJBAP.A6R4_2 |  | UA47=BY09_1_3_2 | 1_3_A2 | RR47=BY09_A_6 | SX4=BY05_C_12_6 | SR3=BY02_3_4_1_4 | M | 1
15 | BLMQI.D6R4 | Ionis. |  | 253 | BLMQI.6R4.B2E2_MQY |  | BJBAP.A6R4_3 |  | UA47=BY09_1_3_3 |  |  |  |  | M | 1
16 | BLMQI.E6R4 | Ionis. |  | 373 | BLMQI.6R4.B1I2_MQY |  | BJBAP.A6R4_4 |  | UA47=BY09_1_3_4 |  |  |  |  | M | 1
17 | BLMQI.F6R4 | Ionis. |  | 503 | BLMQI.6R4.B2E1_MQY |  | BJBAP.A6R4_5 |  | UA47=BY09_1_3_5 |  |  |  |  | M | 1
18 | BLMQI.A7R4 | Ionis. |  | 753 | BLMQI.6R4.B1I3_MQY |  | BJBAP.A6R4_6 |  | UA47=BY09_1_3_6 |  |  |  |  | M | 1
[7 empty] | BJBAP.A6R4_7 |  | UA47=BY09_1_3_7 | [5 empty] | 0
[7 empty] | BJBAP.A6R4_8 |  | UA47=BY09_1_3_8 | [5 empty] | 0
19 | BLMQI.B7R4 | Ionis. | MQM.7R4 | -147 | BLMQI.7R4.B2E3_MQ | BJBHT.A7R4 | BJBAP.A7R4_1 | 1409215 | UA47=BY09_1_4_1 | 1_4_A1 | RR47=BY09_A_7 | SX4=BY05_C_12_7 | SR3=BY02_3_5_2_1 | M | 1
20 | BLMQI.C7R4 | Ionis. |  | 160 | BLMQI.7R4.B1I1_MQ |  | BJBAP.A7R4_2 |  | UA47=BY09_1_4_2 | 1_4_A2 | RR47=BY09_A_8 | SX4=BY05_C_12_8 | SR3=BY02_3_5_2_2 | M | 1
21 | BLMQI.D7R4 | Ionis. |  | 253 | BLMQI.7R4.B2E2_MQ |  | BJBAP.A7R4_3 |  | UA47=BY09_1_4_3 |  |  |  |  | M | 1
22 | BLMQI.E7R4 | Ionis. |  | 373 | BLMQI.7R4.B1I2_MQ |  | BJBAP.A7R4_4 |  | UA47=BY09_1_4_4 |  |  |  |  | M | 1
23 | BLMQI.F7R4 | Ionis. |  | 503 | BLMQI.7R4.B2E1_MQ |  | BJBAP.A7R4_5 |  | UA47=BY09_1_4_5 |  |  |  |  | M | 1
24 | BLMQI.A8R4 | Ionis. |  | 753 | BLMQI.7R4.B1I3_MQ |  | BJBAP.A7R4_6 |  | UA47=BY09_1_4_6 |  |  |  |  | M | 1
[7 empty] | BJBAP.A7R4_7 |  | UA47=BY09_1_4_7 | [5 empty] | 0
[7 empty] | BJBAP.A7R4_8 |  | UA47=BY09_1_4_8 | [5 empty] | 0
25 | BLMQI.B8R4 | Ionis. | MQML.8R4 | -147 | BLMQI.8R4.B2E3_MQML | BJBHT.A8R4 | BJBAP.A8R4_1 | 1409216 | UA47=BY09_1_5_1 | 1_5_A1 | RR47=BY09_A_9 | SX4=BY05_C_12_9 | SR3=BY02_3_5_2_3 | M | 1
26 | BLMQI.C8R4 | Ionis. |  | 160 | BLMQI.8R4.B1I1_MQML |  | BJBAP.A8R4_2 |  | UA47=BY09_1_5_2 | 1_5_A2 | RR47=BY09_A_10 | SX4=BY05_C_12_10 | SR3=BY02_3_5_2_4 | M | 1
27 | BLMQI.D8R4 | Ionis. |  | 253 | BLMQI.8R4.B2E2_MQML |  | BJBAP.A8R4_3 |  | UA47=BY09_1_5_3 |  |  |  |  | M | 1
28 | BLMQI.E8R4 | Ionis. |  | 373 | BLMQI.8R4.B1I2_MQML |  | BJBAP.A8R4_4 |  | UA47=BY09_1_5_4 |  |  |  |  | M | 1
29 | BLMQI.F8R4 | Ionis. |  | 503 | BLMQI.8R4.B2E1_MQML |  | BJBAP.A8R4_5 |  | UA47=BY09_1_5_5 |  |  |  |  | M | 1
30 | BLMQI.A9R4 | Ionis. |  | 753 | BLMQI.8R4.B1I3_MQML |  | BJBAP.A8R4_6 |  | UA47=BY09_1_5_6 |  |  |  |  | M | 1
[7 empty] | BJBAP.A8R4_7 |  | UA47=BY09_1_5_7 | [5 empty] | 0
[7 empty] | BJBAP.A8R4_8 |  | UA47=BY09_1_5_8 | [5 empty] | 0
31 | BLMQI.B9R4 | Ionis. | MQM.9R4 | -147 | BLMQI.9R4.B2E3_MQM | BJBHT.A9R4 | BJBAP.A9R4_1 | 1409217 | UA47=BY09_1_6_1 | 1_6_A1 | RR47=BY09_A_11 | SX4=BY05_C_12_11 | SR3=BY02_3_6_3_1 | M | 1
32 | BLMQI.C9R4 | Ionis. |  | 160 | BLMQI.9R4.B1I1_MQM |  | BJBAP.A9R4_2 |  | UA47=BY09_1_6_2 | 1_6_A2 | RR47=BY09_A_12 | SX4=BY05_C_12_12 | SR3=BY02_3_6_3_2 | M | 1
33 | BLMQI.D9R4 | Ionis. |  | 253 | BLMQI.9R4.B2E2_MQM |  | BJBAP.A9R4_3 |  | UA47=BY09_1_6_3 |  |  |  |  | M | 1
34 | BLMQI.E9R4 | Ionis. |  | 373 | BLMQI.9R4.B1I2_MQM |  | BJBAP.A9R4_4 |  | UA47=BY09_1_6_4 |  |  |  |  | M | 1
35 | BLMQI.F9R4 | Ionis. |  | 503 | BLMQI.9R4.B2E1_MQM |  | BJBAP.A9R4_5 |  | UA47=BY09_1_6_5 |  |  |  |  | M | 1
36 | BLMQI.A10R4 | Ionis. |  | 753 | BLMQI.9R4.B1I3_MQM |  | BJBAP.A9R4_6 |  | UA47=BY09_1_6_6 |  |  |  |  | M | 1
[7 empty] | BJBAP.A9R4_7 |  | UA47=BY09_1_6_7 | [5 empty] | 0
[7 empty] | BJBAP.A9R4_8 |  | UA47=BY09_1_6_8 | [5 empty] | 0
37 | BLMQI.B10R4 | Ionis. | MQML.10R4 | -147 | BLMQI.10R4.B2E3_MQML | BJBHT.A10R4 | BJBAP.A10R4_1 | 1418218 | UA47=BY09_1_7_1 | 1_7_A1 | RR47=BY09_A_13 | SX4=BY05_C_11_1 | SR3=BY02_3_6_3_3 | M | 1
38 | BLMQI.C10R4 | Ionis. |  | 160 | BLMQI.10R4.B1I1_MQML |  | BJBAP.A10R4_2 |  | UA47=BY09_1_7_2 | 1_7_A2 | RR47=BY09_A_14 | SX4=BY05_C_11_2 | SR3=BY02_3_6_3_4 | M | 1
39 | BLMQI.D10R4 | Ionis. |  | 253 | BLMQI.10R4.B2E2_MQML |  | BJBAP.A10R4_3 |  | UA47=BY09_1_7_3 |  |  |  |  | M | 1
40 | BLMQI.E10R4 | Ionis. |  | 373 | BLMQI.10R4.B1I2_MQML |  | BJBAP.A10R4_4 |  | UA47=BY09_1_7_4 |  |  |  |  | M | 1
41 | BLMQI.F10R4 | Ionis. |  | 503 | BLMQI.10R4.B2E1_MQML |  | BJBAP.A10R4_5 |  | UA47=BY09_1_7_5 |  |  |  |  | M | 1
42 | BLMQI.A11R4 | Ionis. |  | 753 | BLMQI.10R4.B1I3_MQML |  | BJBAP.A10R4_6 |  | UA47=BY09_1_7_6 |  |  |  |  | M | 1
[7 empty] | BJBAP.A10R4_7 |  | UA47=BY09_1_7_7 | [5 empty] | 0
[7 empty] | BJBAP.A10R4_8 |  | UA47=BY09_1_7_8 | [5 empty] | 0
| 2005-12-07 | [6 empty] | Half octant 4 right
[9 empty] | Analog Front End | Optical link tunnel |  | Optical link surface | Digital acquisition
N. ch | Monitor | Type | Location | Pos | Logic name | HV patch | An. Patch_In | BJBAP | UA=Ra_Cr_CFC_In | Cr_CFC_Out | UA=Ra_Pa_In | SR=Ra_Pa_Sl_Out | SR=Ra_VME_Sl_DAB_In | Fonction | Status
cable
43 | BLMQI.B11R4 | Ionis. | MQ.11R4 | -147 | BLMQI.11R4.B2E3_MQ | BJBHT.A11R4 | BJBAP.A11R4_1 | 1409219 | UA47=BY09_1_8_1 | 1_8_A1 | RR47=BY09_A_15 | SX4=BY05_C_11_3 | SR3=BY02_3_7_4_1 | M | 1
44 | BLMQI.C11R4 | Ionis. |  | 160 | BLMQI.11R4.B1I1_MQ |  | BJBAP.A11R4_2 |  | UA47=BY09_1_8_2 | 1_8_A2 | RR47=BY09_A_16 | SX4=BY05_C_11_4 | SR3=BY02_3_7_4_2 | M | 1
45 | BLMQI.D11R4 | Ionis. |  | 253 | BLMQI.11R4.B2E2_MQ |  | BJBAP.A11R4_3 |  | UA47=BY09_1_8_3 |  |  |  |  | M | 1
46 | BLMQI.E11R4 | Ionis. |  | 373 | BLMQI.11R4.B1I2_MQ |  | BJBAP.A11R4_4 |  | UA47=BY09_1_8_4 |  |  |  |  | M | 1
47 | BLMQI.F11R4 | Ionis. |  | 503 | BLMQI.11R4.B2E1_MQ |  | BJBAP.A11R4_5 |  | UA47=BY09_1_8_5 |  |  |  |  | M | 1
48 | BLMQI.A12R4 | Ionis. |  | 753 | BLMQI.11R4.B1I3_MQ |  | BJBAP.A11R4_6 |  | UA47=BY09_1_8_6 |  |  |  |  | M | 1
[7 empty] | BJBAP.A11R4_7 |  | UA47=BY09_1_8_7 | [5 empty] | 0
[7 empty] | BJBAP.A11R4_8 |  | UA47=BY09_1_8_8 | [5 empty] | 0
49 | BLMQI.B12R4 | Ionis. | MQ.12R4 | -147 | BLMQI.12R4.B2E3_MQ | BJBHT.A12R4 |  |  | BYPLM.A12R4_CFC_1 | CFC_A1 | BYPLM.A12R4_7 | SX4=BY05_F_8_7 | SR3=BY02_3_7_4_3 | M | 1
50 | BLMQI.C12R4 | Ionis. |  | 160 | BLMQI.12R4.B1I1_MQ |  |  |  | BYPLM.A12R4_CFC_2 | CFC_A2 | BYPLM.A12R4_8 | SX4=BY05_F_8_8 | SR3=BY02_3_7_4_4 | M | 1
51 | BLMQI.D12R4 | Ionis. |  | 253 | BLMQI.12R4.B2E2_MQ |  |  |  | BYPLM.A12R4_CFC_3 |  |  |  |  | M | 1
52 | BLMQI.E12R4 | Ionis. |  | 373 | BLMQI.12R4.B1I2_MQ |  |  |  | BYPLM.A12R4_CFC_4 |  |  |  |  | M | 1
53 | BLMQI.F12R4 | Ionis. |  | 503 | BLMQI.12R4.B2E1_MQ |  |  |  | BYPLM.A12R4_CFC_5 |  |  |  |  | M | 1
54 | BLMQI.A13R4 | Ionis. |  | 753 | BLMQI.12R4.B1I3_MQ |  |  |  | BYPLM.A12R4_CFC_6 |  |  |  |  | M | 1
[9 empty] | BYPLM.A12R4_CFC_7 | [5 empty] | 0
[9 empty] | BYPLM.A12R4_CFC_8 | [5 empty] | 0
55 | BLMQI.B13R4 | Ionis. | MQ.13R4 | -147 | BLMQI.13R4.B2E3_MQ | BJBHT.A13R4 |  |  | BYPLM.A13R4_CFC_1 | CFC_A1 | BYPLM.A13R4_7 | SX4=BY05_F_9_7 | SR3=BY02_3_8_5_1 | M | 1
56 | BLMQI.C13R4 | Ionis. |  | 160 | BLMQI.13R4.B1I1_MQ |  |  |  | BYPLM.A13R4_CFC_2 | CFC_A2 | BYPLM.A13R4_8 | SX4=BY05_F_9_8 | SR3=BY02_3_8_5_2 | M | 1
57 | BLMQI.D13R4 | Ionis. |  | 253 | BLMQI.13R4.B2E2_MQ |  |  |  | BYPLM.A13R4_CFC_3 |  |  |  |  | M | 1
58 | BLMQI.E13R4 | Ionis. |  | 373 | BLMQI.13R4.B1I2_MQ |  |  |  | BYPLM.A13R4_CFC_4 |  |  |  |  | M | 1
59 | BLMQI.F13R4 | Ionis. |  | 503 | BLMQI.13R4.B2E1_MQ |  |  |  | BYPLM.A13R4_CFC_5 |  |  |  |  | M | 1
60 | BLMQI.A14R4 | Ionis. |  | 753 | BLMQI.13R4.B1I3_MQ |  |  |  | BYPLM.A13R4_CFC_6 |  |  |  |  | M | 1
[9 empty] | BYPLM.A13R4_CFC_7 | [5 empty] | 0
[9 empty] | BYPLM.A13R4_CFC_8 | [5 empty] | 0
61 | BLMQI.B14R4 | Ionis. | MQ.14R4 | -147 | BLMQI.14R4.B2E3_MQ | BJBHT.A14R4 |  |  | BYPLM.A14R4_CFC_1 | CFC_A1 | BYPLM.A14R4_7 | SX4=BY05_F_10_7 | SR3=BY02_3_8_5_3 | M | 1
62 | BLMQI.C14R4 | Ionis. |  | 160 | BLMQI.14R4.B1I1_MQ |  |  |  | BYPLM.A14R4_CFC_2 | CFC_A2 | BYPLM.A14R4_8 | SX4=BY05_F_10_8 | SR3=BY02_3_8_5_4 | M | 1
63 | BLMQI.D14R4 | Ionis. |  | 253 | BLMQI.14R4.B2E2_MQ |  |  |  | BYPLM.A14R4_CFC_3 |  |  |  |  | M | 1
64 | BLMQI.E14R4 | Ionis. |  | 373 | BLMQI.14R4.B1I2_MQ |  |  |  | BYPLM.A14R4_CFC_4 |  |  |  |  | M | 1
65 | BLMQI.F14R4 | Ionis. |  | 503 | BLMQI.14R4.B2E1_MQ |  |  |  | BYPLM.A14R4_CFC_5 |  |  |  |  | M | 1
66 | BLMQI.A15R4 | Ionis. |  | 753 | BLMQI.14R4.B1I3_MQ |  |  |  | BYPLM.A14R4_CFC_6 |  |  |  |  | M | 1
[9 empty] | BYPLM.A14R4_CFC_7 | [5 empty] | 0
[9 empty] | BYPLM.A14R4_CFC_8 | [5 empty] | 0
67 | BLMQI.B15R4 | Ionis. | MQ.15R4 | -147 | BLMQI.15R4.B2E3_MQ | BJBHT.A15R4 |  |  | BYPLM.A15R4_CFC_1 | CFC_A1 | BYPLM.A15R4_7 | SX4=BY05_F_11_7 | SR3=BY02_3_9_6_1 | M | 1
68 | BLMQI.C15R4 | Ionis. |  | 160 | BLMQI.15R4.B1I1_MQ |  |  |  | BYPLM.A15R4_CFC_2 | CFC_A2 | BYPLM.A15R4_8 | SX4=BY05_F_11_8 | SR3=BY02_3_9_6_2 | M | 1
69 | BLMQI.D15R4 | Ionis. |  | 253 | BLMQI.15R4.B2E2_MQ |  |  |  | BYPLM.A15R4_CFC_3 |  |  |  |  | M | 1
70 | BLMQI.E15R4 | Ionis. |  | 373 | BLMQI.15R4.B1I2_MQ |  |  |  | BYPLM.A15R4_CFC_4 |  |  |  |  | M | 1
71 | BLMQI.F15R4 | Ionis. |  | 503 | BLMQI.15R4.B2E1_MQ |  |  |  | BYPLM.A15R4_CFC_5 |  |  |  |  | M | 1
72 | BLMQI.A16R4 | Ionis. |  | 753 | BLMQI.15R4.B1I3_MQ |  |  |  | BYPLM.A15R4_CFC_6 |  |  |  |  | M | 1
[9 empty] | BYPLM.A15R4_CFC_7 | [5 empty] | 0
[9 empty] | BYPLM.A15R4_CFC_8 | [5 empty] | 0
73 | BLMQI.B16R4 | Ionis. | MQ.16R4 | -147 | BLMQI.16R4.B2E3_MQ | BJBHT.A16R4 |  |  | BYPLM.A16R4_CFC_1 | CFC_A1 | BYPLM.A16R4_7 | SX4=BY05_F_12_7 | SR3=BY02_3_9_6_3 | M | 1
74 | BLMQI.C16R4 | Ionis. |  | 160 | BLMQI.16R4.B1I1_MQ |  |  |  | BYPLM.A16R4_CFC_2 | CFC_A2 | BYPLM.A16R4_8 | SX4=BY05_F_12_8 | SR3=BY02_3_9_6_4 | M | 1
75 | BLMQI.D16R4 | Ionis. |  | 253 | BLMQI.16R4.B2E2_MQ |  |  |  | BYPLM.A16R4_CFC_3 |  |  |  |  | M | 1
76 | BLMQI.E16R4 | Ionis. |  | 373 | BLMQI.16R4.B1I2_MQ |  |  |  | BYPLM.A16R4_CFC_4 |  |  |  |  | M | 1
77 | BLMQI.F16R4 | Ionis. |  | 503 | BLMQI.16R4.B2E1_MQ |  |  |  | BYPLM.A16R4_CFC_5 |  |  |  |  | M | 1
78 | BLMQI.A17R4 | Ionis. |  | 753 | BLMQI.16R4.B1I3_MQ |  |  |  | BYPLM.A16R4_CFC_6 |  |  |  |  | M | 1
[9 empty] | BYPLM.A16R4_CFC_7 | [5 empty] | 0
[9 empty] | BYPLM.A16R4_CFC_8 | [5 empty] | 0
79 | BLMQI.B17R4 | Ionis. | MQ.17R4 | -147 | BLMQI.17R4.B2E3_MQ | BJBHT.A17R4 |  |  | BYPLM.A17R4_CFC_1 | CFC_A1 | BYPLM.A17R4_7 | SX4=BY05_G_7_7 | SR3=BY02_3_10_7_1 | M | 1
80 | BLMQI.C17R4 | Ionis. |  | 160 | BLMQI.17R4.B1I1_MQ |  |  |  | BYPLM.A17R4_CFC_2 | CFC_A2 | BYPLM.A17R4_8 | SX4=BY05_G_7_8 | SR3=BY02_3_10_7_2 | M | 1
81 | BLMQI.D17R4 | Ionis. |  | 253 | BLMQI.17R4.B2E2_MQ |  |  |  | BYPLM.A17R4_CFC_3 |  |  |  |  | M | 1
82 | BLMQI.E17R4 | Ionis. |  | 373 | BLMQI.17R4.B1I2_MQ |  |  |  | BYPLM.A17R4_CFC_4 |  |  |  |  | M | 1
83 | BLMQI.F17R4 | Ionis. |  | 503 | BLMQI.17R4.B2E1_MQ |  |  |  | BYPLM.A17R4_CFC_5 |  |  |  |  | M | 1
84 | BLMQI.A18R4 | Ionis. |  | 753 | BLMQI.17R4.B1I3_MQ |  |  |  | BYPLM.A17R4_CFC_6 |  |  |  |  | M | 1
[9 empty] | BYPLM.A17R4_CFC_7 | [5 empty] | 0
[9 empty] | BYPLM.A17R4_CFC_8 | [5 empty] | 0
| 2005-12-07 | [6 empty] | Half octant 4 right
[9 empty] | Analog Front End | Optical link tunnel |  | Optical link surface | Digital acquisition
N. ch | Monitor | Type | Location | Pos | Logic name | HV patch | An. Patch_In | BJBAP | UA=Ra_Cr_CFC_In | Cr_CFC_Out | UA=Ra_Pa_In | SR=Ra_Pa_Sl_Out | SR=Ra_VME_Sl_DAB_In | Fonction | Status
cable
85 | BLMQI.B18R4 | Ionis. | MQ.18R4 | -147 | BLMQI.18R4.B2E3_MQ | BJBHT.A18R4 |  |  | BYPLM.A18R4_CFC_1 | CFC_A1 | BYPLM.A18R4_7 | SX4=BY05_G_8_7-8 | SR3=BY02_3_10_7_3 | M | 1
86 | BLMQI.C18R4 | Ionis. |  | 160 | BLMQI.18R4.B1I1_MQ |  |  |  | BYPLM.A18R4_CFC_2 | CFC_A2 | BYPLM.A18R4_8 | SX4=BY05_G_8_7-8 | SR3=BY02_3_10_7_4 | M | 1
87 | BLMQI.D18R4 | Ionis. |  | 253 | BLMQI.18R4.B2E2_MQ |  |  |  | BYPLM.A18R4_CFC_3 |  |  |  |  | M | 1
88 | BLMQI.E18R4 | Ionis. |  | 373 | BLMQI.18R4.B1I2_MQ |  |  |  | BYPLM.A18R4_CFC_4 |  |  |  |  | M | 1
89 | BLMQI.F18R4 | Ionis. |  | 503 | BLMQI.18R4.B2E1_MQ |  |  |  | BYPLM.A18R4_CFC_5 |  |  |  |  | M | 1
90 | BLMQI.A19R4 | Ionis. |  | 753 | BLMQI.18R4.B1I3_MQ |  |  |  | BYPLM.A18R4_CFC_6 |  |  |  |  | M | 1
[9 empty] | BYPLM.A18R4_CFC_7 | [5 empty] | 0
[9 empty] | BYPLM.A18R4_CFC_8 | [5 empty] | 0
91 | BLMQI.B19R4 | Ionis. | MQ.19R4 | -147 | BLMQI.19R4.B2E3_MQ | BJBHT.A19R4 |  |  | BYPLM.A19R4_CFC_1 | CFC_A1 | BYPLM.A19R4_7 | SX4=BY05_G_9_7 | SR3=BY02_3_11_8_1 | M | 1
92 | BLMQI.C19R4 | Ionis. |  | 160 | BLMQI.19R4.B1I1_MQ |  |  |  | BYPLM.A19R4_CFC_2 | CFC_A2 | BYPLM.A19R4_8 | SX4=BY05_G_9_8 | SR3=BY02_3_11_8_2 | M | 1
93 | BLMQI.D19R4 | Ionis. |  | 253 | BLMQI.19R4.B2E2_MQ |  |  |  | BYPLM.A19R4_CFC_3 |  |  |  |  | M | 1
94 | BLMQI.E19R4 | Ionis. |  | 373 | BLMQI.19R4.B1I2_MQ |  |  |  | BYPLM.A19R4_CFC_4 |  |  |  |  | M | 1
95 | BLMQI.F19R4 | Ionis. |  | 503 | BLMQI.19R4.B2E1_MQ |  |  |  | BYPLM.A19R4_CFC_5 |  |  |  |  | M | 1
96 | BLMQI.A20R4 | Ionis. |  | 753 | BLMQI.19R4.B1I3_MQ |  |  |  | BYPLM.A19R4_CFC_6 |  |  |  |  | M | 1
[9 empty] | BYPLM.A19R4_CFC_7 | [5 empty] | 0
[9 empty] | BYPLM.A19R4_CFC_8 | [5 empty] | 0
97 | BLMQI.B20R4 | Ionis. | MQ.20R4 | -147 | BLMQI.20R4.B2E3_MQ | BJBHT.A20R4 |  |  | BYPLM.A20R4_CFC_1 | CFC_A1 | BYPLM.A20R4_7 | SX4=BY05_G_10_7 | SR3=BY02_3_11_8_3 | M | 1
98 | BLMQI.C20R4 | Ionis. |  | 160 | BLMQI.20R4.B1I1_MQ |  |  |  | BYPLM.A20R4_CFC_2 | CFC_A2 | BYPLM.A20R4_8 | SX4=BY05_G_10_8 | SR3=BY02_3_11_8_4 | M | 1
99 | BLMQI.D20R4 | Ionis. |  | 253 | BLMQI.20R4.B2E2_MQ |  |  |  | BYPLM.A20R4_CFC_3 |  |  |  |  | M | 1
100 | BLMQI.E20R4 | Ionis. |  | 373 | BLMQI.20R4.B1I2_MQ |  |  |  | BYPLM.A20R4_CFC_4 |  |  |  |  | M | 1
101 | BLMQI.F20R4 | Ionis. |  | 503 | BLMQI.20R4.B2E1_MQ |  |  |  | BYPLM.A20R4_CFC_5 |  |  |  |  | M | 1
102 | BLMQI.A21R4 | Ionis. |  | 753 | BLMQI.20R4.B1I3_MQ |  |  |  | BYPLM.A20R4_CFC_6 |  |  |  |  | M | 1
[9 empty] | BYPLM.A20R4_CFC_7 | [5 empty] | 0
[9 empty] | BYPLM.A20R4_CFC_8 | [5 empty] | 0
103 | BLMQI.B21R4 | Ionis. | MQ.21R4 | -147 | BLMQI.21R4.B2E3_MQ | BJBHT.A21R4 |  |  | BYPLM.A21R4_CFC_1 | CFC_A1 | BYPLM.A21R4_7 | SX4=BY05_G_11_7 | SR3=BY02_3_13_9_1 | M | 1
104 | BLMQI.C21R4 | Ionis. |  | 160 | BLMQI.21R4.B1I1_MQ |  |  |  | BYPLM.A21R4_CFC_2 | CFC_A2 | BYPLM.A21R4_8 | SX4=BY05_G_11_8 | SR3=BY02_3_13_9_2 | M | 1
105 | BLMQI.D21R4 | Ionis. |  | 253 | BLMQI.21R4.B2E2_MQ |  |  |  | BYPLM.A21R4_CFC_3 |  |  |  |  | M | 1
106 | BLMQI.E21R4 | Ionis. |  | 373 | BLMQI.21R4.B1I2_MQ |  |  |  | BYPLM.A21R4_CFC_4 |  |  |  |  | M | 1
107 | BLMQI.F21R4 | Ionis. |  | 503 | BLMQI.21R4.B2E1_MQ |  |  |  | BYPLM.A21R4_CFC_5 |  |  |  |  | M | 1
108 | BLMQI.A22R4 | Ionis. |  | 753 | BLMQI.21R4.B1I3_MQ |  |  |  | BYPLM.A21R4_CFC_6 |  |  |  |  | M | 1
[9 empty] | BYPLM.A21R4_CFC_7 | [5 empty] | 0
[9 empty] | BYPLM.A21R4_CFC_8 | [5 empty] | 0
109 | BLMQI.B22R4 | Ionis. | MQ.22R4 | -147 | BLMQI.22R4.B2E3_MQ | BJBHT.A22R4 |  |  | BYPLM.A22R4_CFC_1 | CFC_A1 | BYPLM.A22R4_7 | SX4=BY05_G_12_7 | SR3=BY02_3_13_9_3 | M | 1
110 | BLMQI.C22R4 | Ionis. |  | 160 | BLMQI.22R4.B1I1_MQ |  |  |  | BYPLM.A22R4_CFC_2 | CFC_A2 | BYPLM.A22R4_8 | SX4=BY05_G_12_8 | SR3=BY02_3_13_9_4 | M | 1
111 | BLMQI.D22R4 | Ionis. |  | 253 | BLMQI.22R4.B2E2_MQ |  |  |  | BYPLM.A22R4_CFC_3 |  |  |  |  | M | 1
112 | BLMQI.E22R4 | Ionis. |  | 373 | BLMQI.22R4.B1I2_MQ |  |  |  | BYPLM.A22R4_CFC_4 |  |  |  |  | M | 1
113 | BLMQI.F22R4 | Ionis. |  | 503 | BLMQI.22R4.B2E1_MQ |  |  |  | BYPLM.A22R4_CFC_5 |  |  |  |  | M | 1
114 | BLMQI.A23R4 | Ionis. |  | 753 | BLMQI.22R4.B1I3_MQ |  |  |  | BYPLM.A22R4_CFC_6 |  |  |  |  | M | 1
[9 empty] | BYPLM.A22R4_CFC_7 | [5 empty] | 0
[9 empty] | BYPLM.A22R4_CFC_8 | [5 empty] | 0
115 | BLMQI.B23R4 | Ionis. | MQ.23R4 | -147 | BLMQI.23R4.B2E3_MQ | BJBHT.A23R4 |  |  | BYPLM.A23R4_CFC_1 | CFC_A1 | BYPLM.A23R4_7 | SX4=BY05_H_7_7 | SR3=BY02_3_14_10_1 | M | 1
116 | BLMQI.C23R4 | Ionis. |  | 160 | BLMQI.23R4.B1I1_MQ |  |  |  | BYPLM.A23R4_CFC_2 | CFC_A2 | BYPLM.A23R4_8 | SX4=BY05_H_7_8 | SR3=BY02_3_14_10_2 | M | 1
117 | BLMQI.D23R4 | Ionis. |  | 253 | BLMQI.23R4.B2E2_MQ |  |  |  | BYPLM.A23R4_CFC_3 |  |  |  |  | M | 1
118 | BLMQI.E23R4 | Ionis. |  | 373 | BLMQI.23R4.B1I2_MQ |  |  |  | BYPLM.A23R4_CFC_4 |  |  |  |  | M | 1
119 | BLMQI.F23R4 | Ionis. |  | 503 | BLMQI.23R4.B2E1_MQ |  |  |  | BYPLM.A23R4_CFC_5 |  |  |  |  | M | 1
120 | BLMQI.A23R4 | Ionis. |  | 753 | BLMQI.23R4.B1I3_MQ |  |  |  | BYPLM.A23R4_CFC_6 |  |  |  |  | M | 1
[9 empty] | BYPLM.A23R4_CFC_7 | [5 empty] | 0
[9 empty] | BYPLM.A23R4_CFC_8 | [5 empty] | 0
121 | BLMQI.B24R4 | Ionis. | MQ.24R4 | -147 | BLMQI.24R4.B2E3_MQ | BJBHT.A24R4 |  |  | BYPLM.A24R4_CFC_1 | CFC_A1 | BYPLM.A24R4_7 | SX4=BY05_H_8_7 | SR3=BY02_3_14_10_3 | M | 1
122 | BLMQI.C24R4 | Ionis. |  | 160 | BLMQI.24R4.B1I1_MQ |  |  |  | BYPLM.A24R4_CFC_2 | CFC_A2 | BYPLM.A24R4_8 | SX4=BY05_H_8_8 | SR3=BY02_3_14_10_4 | M | 1
123 | BLMQI.D24R4 | Ionis. |  | 253 | BLMQI.24R4.B2E2_MQ |  |  |  | BYPLM.A24R4_CFC_3 |  |  |  |  | M | 1
124 | BLMQI.E24R4 | Ionis. |  | 373 | BLMQI.24R4.B1I2_MQ |  |  |  | BYPLM.A24R4_CFC_4 |  |  |  |  | M | 1
125 | BLMQI.F24R4 | Ionis. |  | 503 | BLMQI.24R4.B2E1_MQ |  |  |  | BYPLM.A24R4_CFC_5 |  |  |  |  | M | 1
126 | BLMQI.A25R4 | Ionis. |  | 753 | BLMQI.24R4.B1I3_MQ |  |  |  | BYPLM.A24R4_CFC_6 |  |  |  |  | M | 1
[9 empty] | BYPLM.A24R4_CFC_7 | [5 empty] | 0
[9 empty] | BYPLM.A24R4_CFC_8 | [5 empty] | 0
| 2005-12-07 | [6 empty] | Half octant 4 right
[9 empty] | Analog Front End | Optical link tunnel |  | Optical link surface | Digital acquisition
N. ch | Monitor | Type | Location | Pos | Logic name | HV patch | An. Patch_In | BJBAP | UA=Ra_Cr_CFC_In | Cr_CFC_Out | UA=Ra_Pa_In | SR=Ra_Pa_Sl_Out | SR=Ra_VME_Sl_DAB_In | Fonction | Status
cable
127 | BLMQI.B25R4 | Ionis. | MQ.25R4 | -147 | BLMQI.25R4.B2E3_MQ | BJBHT.A25R4 |  |  | BYPLM.A25R4_CFC_1 | CFC_A1 | BYPLM.A25R4_7 | SX4=BY05_H_9_7 | SR3=BY02_3_15_11_1 | M | 1
128 | BLMQI.C25R4 | Ionis. |  | 160 | BLMQI.25R4.B1I1_MQ |  |  |  | BYPLM.A25R4_CFC_2 | CFC_A2 | BYPLM.A25R4_8 | SX4=BY05_H_9_8 | SR3=BY02_3_15_11_2 | M | 1
129 | BLMQI.D25R4 | Ionis. |  | 253 | BLMQI.25R4.B2E2_MQ |  |  |  | BYPLM.A25R4_CFC_3 |  |  |  |  | M | 1
130 | BLMQI.E25R4 | Ionis. |  | 373 | BLMQI.25R4.B1I2_MQ |  |  |  | BYPLM.A25R4_CFC_4 |  |  |  |  | M | 1
131 | BLMQI.F25R4 | Ionis. |  | 503 | BLMQI.25R4.B2E1_MQ |  |  |  | BYPLM.A25R4_CFC_5 |  |  |  |  | M | 1
132 | BLMQI.A26R4 | Ionis. |  | 753 | BLMQI.25R4.B1I3_MQ |  |  |  | BYPLM.A25R4_CFC_6 |  |  |  |  | M | 1
[9 empty] | BYPLM.A25R4_CFC_7 | [5 empty] | 0
[9 empty] | BYPLM.A25R4_CFC_8 | [5 empty] | 0
133 | BLMQI.B26R4 | Ionis. | MQ.26R4 | -147 | BLMQI.26R4.B2E3_MQ | BJBHT.A26R4 |  |  | BYPLM.A26R4_CFC_1 | CFC_A1 | BYPLM.A26R4_7 | SX4=BY05_H_10_7 | SR3=BY02_3_15_11_3 | M | 1
134 | BLMQI.C26R4 | Ionis. |  | 160 | BLMQI.26R4.B1I1_MQ |  |  |  | BYPLM.A26R4_CFC_2 | CFC_A2 | BYPLM.A26R4_8 | SX4=BY05_H_10_8 | SR3=BY02_3_15_11_4 | M | 1
135 | BLMQI.D26R4 | Ionis. |  | 253 | BLMQI.26R4.B2E2_MQ |  |  |  | BYPLM.A26R4_CFC_3 |  |  |  |  | M | 1
136 | BLMQI.E26R4 | Ionis. |  | 373 | BLMQI.26R4.B1I2_MQ |  |  |  | BYPLM.A26R4_CFC_4 |  |  |  |  | M | 1
137 | BLMQI.F26R4 | Ionis. |  | 503 | BLMQI.26R4.B2E1_MQ |  |  |  | BYPLM.A26R4_CFC_5 |  |  |  |  | M | 1
138 | BLMQI.A27R4 | Ionis. |  | 753 | BLMQI.26R4.B1I3_MQ |  |  |  | BYPLM.A26R4_CFC_6 |  |  |  |  | M | 1
[9 empty] | BYPLM.A26R4_CFC_7 | [5 empty] | 0
[9 empty] | BYPLM.A26R4_CFC_8 | [5 empty] | 0
139 | BLMQI.B27R4 | Ionis. | MQ.27R4 | -147 | BLMQI.27R4.B2E3_MQ | BJBHT.A27R4 |  |  | BYPLM.A27R4_CFC_1 | CFC_A1 | BYPLM.A27R4_7 | SX4=BY05_H_11_7 | SR3=BY02_3_16_12_1 | M | 1
140 | BLMQI.C27R4 | Ionis. |  | 160 | BLMQI.27R4.B1I1_MQ |  |  |  | BYPLM.A27R4_CFC_2 | CFC_A2 | BYPLM.A27R4_8 | SX4=BY05_H_11_8 | SR3=BY02_3_16_12_2 | M | 1
141 | BLMQI.D27R4 | Ionis. |  | 253 | BLMQI.27R4.B2E2_MQ |  |  |  | BYPLM.A27R4_CFC_3 |  |  |  |  | M | 1
142 | BLMQI.E27R4 | Ionis. |  | 373 | BLMQI.27R4.B1I2_MQ |  |  |  | BYPLM.A27R4_CFC_4 |  |  |  |  | M | 1
143 | BLMQI.F27R4 | Ionis. |  | 503 | BLMQI.27R4.B2E1_MQ |  |  |  | BYPLM.A27R4_CFC_5 |  |  |  |  | M | 1
144 | BLMQI.A28R4 | Ionis. |  | 753 | BLMQI.27R4.B1I3_MQ |  |  |  | BYPLM.A27R4_CFC_6 |  |  |  |  | M | 1
[9 empty] | BYPLM.A27R4_CFC_7 | [5 empty] | 0
[9 empty] | BYPLM.A27R4_CFC_8 | [5 empty] | 0
145 | BLMQI.B28R4 | Ionis. | MQ.28R4 | -147 | BLMQI.28R4.B2E3_MQ | BJBHT.A28R4 |  |  | BYPLM.A28R4_CFC_1 | CFC_A1 | BYPLM.A28R4_7 | SX4=BY05_H_12_7 | SR3=BY02_3_16_12_3 | M | 1
146 | BLMQI.C28R4 | Ionis. |  | 160 | BLMQI.28R4.B1I1_MQ |  |  |  | BYPLM.A28R4_CFC_2 | CFC_A2 | BYPLM.A28R4_8 | SX4=BY05_H_12_8 | SR3=BY02_3_16_12_4 | M | 1
147 | BLMQI.D28R4 | Ionis. |  | 253 | BLMQI.28R4.B2E2_MQ |  |  |  | BYPLM.A28R4_CFC_3 |  |  |  |  | M | 1
148 | BLMQI.E28R4 | Ionis. |  | 373 | BLMQI.28R4.B1I2_MQ |  |  |  | BYPLM.A28R4_CFC_4 |  |  |  |  | M | 1
149 | BLMQI.F28R4 | Ionis. |  | 503 | BLMQI.28R4.B2E1_MQ |  |  |  | BYPLM.A28R4_CFC_5 |  |  |  |  | M | 1
150 | BLMQI.A29R4 | Ionis. |  | 753 | BLMQI.28R4.B1I3_MQ |  |  |  | BYPLM.A28R4_CFC_6 |  |  |  |  | M | 1
[9 empty] | BYPLM.A28R4_CFC_7 | [5 empty] | 0
[9 empty] | BYPLM.A28R4_CFC_8 | [5 empty] | 0
151 | BLMQI.B29R4 | Ionis. | MQ.29R4 | -147 | BLMQI.29R4.B2E3_MQ | BJBHT.A29R4 |  |  | BYPLM.A29R4_CFC_1 | CFC_A1 | BYPLM.A29R4_7 | SX4=BY05_I_7_7 | SR3=BY02_3_17_13_1 | M | 1
152 | BLMQI.C29R4 | Ionis. |  | 160 | BLMQI.29R4.B1I1_MQ |  |  |  | BYPLM.A29R4_CFC_2 | CFC_A2 | BYPLM.A29R4_8 | SX4=BY05_I_7_8 | SR3=BY02_3_17_13_2 | M | 1
153 | BLMQI.D29R4 | Ionis. |  | 253 | BLMQI.29R4.B2E2_MQ |  |  |  | BYPLM.A29R4_CFC_3 |  |  |  |  | M | 1
154 | BLMQI.E29R4 | Ionis. |  | 373 | BLMQI.29R4.B1I2_MQ |  |  |  | BYPLM.A29R4_CFC_4 |  |  |  |  | M | 1
155 | BLMQI.F29R4 | Ionis. |  | 503 | BLMQI.29R4.B2E1_MQ |  |  |  | BYPLM.A29R4_CFC_5 |  |  |  |  | M | 1
156 | BLMQI.A30R4 | Ionis. |  | 753 | BLMQI.29R4.B1I3_MQ |  |  |  | BYPLM.A29R4_CFC_6 |  |  |  |  | M | 1
[9 empty] | BYPLM.A29R4_CFC_7 | [5 empty] | 0
[9 empty] | BYPLM.A29R4_CFC_8 | [5 empty] | 0
157 | BLMQI.B30R4 | Ionis. | MQ.30R4 | -147 | BLMQI.30R4.B2E3_MQ | BJBHT.A30R4 |  |  | BYPLM.A30R4_CFC_1 | CFC_A1 | BYPLM.A30R4_7 | SX4=BY05_I_8_7 | SR3=BY02_3_17_13_3 | M | 1
158 | BLMQI.C30R4 | Ionis. |  | 160 | BLMQI.30R4.B1I1_MQ |  |  |  | BYPLM.A30R4_CFC_2 | CFC_A2 | BYPLM.A30R4_8 | SX4=BY05_I_8_8 | SR3=BY02_3_17_13_4 | M | 1
159 | BLMQI.D30R4 | Ionis. |  | 253 | BLMQI.30R4.B2E2_MQ |  |  |  | BYPLM.A30R4_CFC_3 |  |  |  |  | M | 1
160 | BLMQI.E30R4 | Ionis. |  | 373 | BLMQI.30R4.B1I2_MQ |  |  |  | BYPLM.A30R4_CFC_4 |  |  |  |  | M | 1
161 | BLMQI.F30R4 | Ionis. |  | 503 | BLMQI.30R4.B2E1_MQ |  |  |  | BYPLM.A30R4_CFC_5 |  |  |  |  | M | 1
162 | BLMQI.A31R4 | Ionis. |  | 753 | BLMQI.30R4.B1I3_MQ |  |  |  | BYPLM.A30R4_CFC_6 |  |  |  |  | M | 1
[9 empty] | BYPLM.A30R4_CFC_7 | [5 empty] | 0
[9 empty] | BYPLM.A30R4_CFC_8 | [5 empty] | 0
163 | BLMQI.B31R4 | Ionis. | MQ.31R4 | -147 | BLMQI.31R4.B2E3_MQ | BJBHT.A31R4 |  |  | BYPLM.A31R4_CFC_1 | CFC_A1 | BYPLM.A31R4_7 | SX4=BY05_I_9_7 | SR3=BY02_3_18_14_1 | M | 1
164 | BLMQI.C31R4 | Ionis. |  | 160 | BLMQI.31R4.B1I1_MQ |  |  |  | BYPLM.A31R4_CFC_2 | CFC_A2 | BYPLM.A31R4_8 | SX4=BY05_I_9_8 | SR3=BY02_3_18_14_2 | M | 1
165 | BLMQI.D31R4 | Ionis. |  | 253 | BLMQI.31R4.B2E2_MQ |  |  |  | BYPLM.A31R4_CFC_3 |  |  |  |  | M | 1
166 | BLMQI.E31R4 | Ionis. |  | 373 | BLMQI.31R4.B1I2_MQ |  |  |  | BYPLM.A31R4_CFC_4 |  |  |  |  | M | 1
167 | BLMQI.F31R4 | Ionis. |  | 503 | BLMQI.31R4.B2E1_MQ |  |  |  | BYPLM.A31R4_CFC_5 |  |  |  |  | M | 1
168 | BLMQI.A32R4 | Ionis. |  | 753 | BLMQI.31R4.B1I3_MQ | BJBHT.A31R4 |  |  | BYPLM.A31R4_CFC_6 |  |  |  |  | M | 1
[9 empty] | BYPLM.A31R4_CFC_7 | [5 empty] | 0
[9 empty] | BYPLM.A31R4_CFC_8 | [5 empty] | 0
| 2005-12-07 | [6 empty] | Half octant 4 right
[9 empty] | Analog Front End | Optical link tunnel |  | Optical link surface | Digital acquisition
N. ch | Monitor | Type | Location | Pos | Logic name | HV patch | An. Patch_In | BJBAP | UA=Ra_Cr_CFC_In | Cr_CFC_Out | UA=Ra_Pa_In | SR=Ra_Pa_Sl_Out | SR=Ra_VME_Sl_DAB_In | Fonction | Status
cable
169 | BLMQI.B32R4 | Ionis. | MQ.32R4 | -147 | BLMQI.32R4.B2E3_MQ | BJBHT.A32R4 |  |  | BYPLM.A32R4_CFC_1 | CFC_A1 | BYPLM.A32R4_7 | SX4=BY05_I_10_7 | SR3=BY02_3_18_14_3 | M | 1
170 | BLMQI.C32R4 | Ionis. |  | 160 | BLMQI.32R4.B1I1_MQ |  |  |  | BYPLM.A32R4_CFC_2 | CFC_A2 | BYPLM.A32R4_8 | SX4=BY05_I_10_8 | SR3=BY02_3_18_14_4 | M | 1
171 | BLMQI.D32R4 | Ionis. |  | 253 | BLMQI.32R4.B2E2_MQ |  |  |  | BYPLM.A32R4_CFC_3 |  |  |  |  | M | 1
172 | BLMQI.E32R4 | Ionis. |  | 373 | BLMQI.32R4.B1I2_MQ |  |  |  | BYPLM.A32R4_CFC_4 |  |  |  |  | M | 1
173 | BLMQI.F32R4 | Ionis. |  | 503 | BLMQI.32R4.B2E1_MQ |  |  |  | BYPLM.A32R4_CFC_5 |  |  |  |  | M | 1
174 | BLMQI.A33R4 | Ionis. |  | 753 | BLMQI.32R4.B1I3_MQ |  |  |  | BYPLM.A32R4_CFC_6 |  |  |  |  | M | 1
[9 empty] | BYPLM.A32R4_CFC_7 | [5 empty] | 0
[9 empty] | BYPLM.A32R4_CFC_8 | [5 empty] | 0
175 | BLMQI.B33R4 | Ionis. | MQ.33R4 | -147 | BLMQI.33R4.B2E3_MQ | BJBHT.A33R4 |  |  | BYPLM.A33R4_CFC_1 | CFC_A1 | BYPLM.A33R4_7 | SX4=BY05_I_11_7 | SR3=BY02_3_19_15_1 | M | 1
176 | BLMQI.C33R4 | Ionis. |  | 160 | BLMQI.33R4.B1I1_MQ |  |  |  | BYPLM.A33R4_CFC_2 | CFC_A2 | BYPLM.A33R4_8 | SX4=BY05_I_11_8 | SR3=BY02_3_19_15_2 | M | 1
177 | BLMQI.D33R4 | Ionis. |  | 253 | BLMQI.33R4.B2E2_MQ |  |  |  | BYPLM.A33R4_CFC_3 |  |  |  |  | M | 1
178 | BLMQI.E33R4 | Ionis. |  | 373 | BLMQI.33R4.B1I2_MQ |  |  |  | BYPLM.A33R4_CFC_4 |  |  |  |  | M | 1
179 | BLMQI.F33R4 | Ionis. |  | 503 | BLMQI.33R4.B2E1_MQ |  |  |  | BYPLM.A33R4_CFC_5 |  |  |  |  | M | 1
180 | BLMQI.A34R4 | Ionis. |  | 753 | BLMQI.33R4.B1I3_MQ |  |  |  | BYPLM.A33R4_CFC_6 |  |  |  |  | M | 1
[9 empty] | BYPLM.A33R4_CFC_7 | [5 empty] | 0
[9 empty] | BYPLM.A33R4_CFC_8 | [5 empty] | 0
181 | BLMQI.B34R4 | Ionis. | MQ.34R4 | -147 | BLMQI.34R4.B2E3_MQ | BJBHT.A34R4 |  |  | BYPLM.A34R4_CFC_1 | CFC_A1 | BYPLM.A34R4_7 | SX4=BY05_I_12_7 | SR3=BY02_3_19_15_3 | M | 1
182 | BLMQI.C34R4 | Ionis. |  | 160 | BLMQI.34R4.B1I1_MQ |  |  |  | BYPLM.A34R4_CFC_2 | CFC_A2 | BYPLM.A34R4_8 | SX4=BY05_I_12_8 | SR3=BY02_3_19_15_4 | M | 1
183 | BLMQI.D34R4 | Ionis. |  | 253 | BLMQI.34R4.B2E2_MQ |  |  |  | BYPLM.A34R4_CFC_3 |  |  |  |  | M | 1
184 | BLMQI.E34R4 | Ionis. |  | 373 | BLMQI.34R4.B1I2_MQ |  |  |  | BYPLM.A34R4_CFC_4 |  |  |  |  | M | 1
185 | BLMQI.F34R4 | Ionis. |  | 503 | BLMQI.34R4.B2E1_MQ |  |  |  | BYPLM.A34R4_CFC_5 |  |  |  |  | M | 1
186 | BLMQI.A33L5 | Ionis. |  | 753 | BLMQI.34R4.B1I3_MQ |  |  |  | BYPLM.A34R4_CFC_6 |  |  |  |  | M | 1
[9 empty] | BYPLM.A34R4_CFC_7 | [5 empty] | 0
[9 empty] | BYPLM.A34R4_CFC_8 | [5 empty] | 0

## BL4
| 14/7/2005 |  |  | 4 Left |  |  |  | IP 4 |  |  |  | 4 Right | [6 empty] | 4 Left |  | IP 4 |  |  | 4 Right
[5 empty] | UA43-BY11 | [7 empty] | UA47-BY11
N. | Location | IC | SEM | Patch | CFC | IN | CR | N. | Location | IC | SEM | Patch | CFC | IN | CR | Patch | Front end el. |  | Monitor | Location |  | Patch | Front end el. |  | Monitor | Monitor
[17 empty] | in-chas. | ch |  |  |  |  | in-chas. | ch
spare | BPM.D5L4 |  |  | BJBAP.A5L4 |  |  |  | spare | BPM.D5L4 |  |  | BJBAP.A5L4
1 | BI.5L4 | 6 |  | BJBAP.B5L4 | 1 | 1 | 1 | 1 | BI.5R4 | 6 |  | BJBAP.B5R4 | 1 | 1 | 1 | BJBAP.B5L4 | 1-1 | 1 | BLMEI.A5L4 | BI.5L4 |  | BJBAP.B5R4 | 1-1 | 1 | BLMEI.A5R4 | BI.5R4
2 | MQY.5L4 | 6 |  | BJBAP.C5L4 | 2 | 2 | 1 | 2 | MQY.5R4 | 6 |  | BJBAP.C5R4 | 2 | 2 | 1 |  |  | 2 | BLMEI.B5L4 | BI.5L4 |  |  |  | 2 | BLMEI.B5R4 | BI.5R4
3 | MQY.6L4 | 6 |  | BJBAP.A6L4 | 3 | 3 | 1 | 3 | MQY.6R4 | 6 |  | BJBAP.A6R4 | 3 | 3 | 1 |  |  | 3 | BLMEI.C5L4 | BI.5L4 |  |  |  | 3 | BLMEI.C5R4 | BI.5R4
4 | MQM.7L4 | 6 |  | BJBAP.A7L4 | 4 | 4 | 1 | 4 | MQM.7R4 | 6 |  | BJBAP.A7R4 | 4 | 4 | 1 |  |  | 4 | BLMEI.D5L4 | BI.5L4 |  |  |  | 4 | BLMEI.D5R4 | BI.5R4
5 | MQML.8L4 | 6 |  | BJBAP.A8L4 | 5 | 5 | 1 | 5 | MQML.8R4 | 6 |  | BJBAP.A8R4 | 5 | 5 | 1 |  |  | 5 | BLMEI.E5L4 | BI.5L4 |  |  |  | 5 | BLMEI.E5R4 | BI.5R4
6 | MQM.9L4 | 6 |  | BJBAP.A9L4 | 6 | 6 | 1 | 6 | MQM.9R4 | 6 |  | BJBAP.A9R4 | 6 | 6 | 1 |  |  | 6 | BLMEI.F5L4 | BI.5L4 |  |  |  | 6 | BLMEI.F5R4 | BI.5R4
7 | MQML.10L4 | 6 |  | BJBAP.A10L4 | 7 | 7 | 1 | 7 | MQML.10R4 | 6 |  | BJBAP.A10R4 | 7 | 7 | 1
8 | MQ.11L4 | 6 |  | BJBAP.A11L4 | 8 | 8 | 1 | 8 | MQ.11R4 | 6 |  | BJBAP.A11R4 | 8 | 8 | 1
| 48 | [7 empty] | 48
9 | MQ.12L4 | 6 |  | BYPLM.A12L4 | 9 |  |  | 9 | MQ.12R4 | 6 |  | BYPLM.A12R4 | 9
10 | MQ.13L4 | 6 |  | BYPLM.A13L4 | 10 |  |  | 10 | MQ.13R4 | 6 |  | BYPLM.A13R4 | 10
11 | MQ.14L4 | 6 |  | BYPLM.A14L4 | 11 |  |  | 11 | MQ.14R4 | 6 |  | BYPLM.A14R4 | 11
12 | MQ.15L4 | 6 |  | BYPLM.A15L4 | 12 |  |  | 12 | MQ.15R4 | 6 |  | BYPLM.A15R4 | 12
13 | MQ.16L4 | 6 |  | BYPLM.A16L4 | 13 |  |  | 13 | MQ.16R4 | 6 |  | BYPLM.A16R4 | 13
14 | MQ.17L4 | 6 |  | BYPLM.A17L4 | 14 |  |  | 14 | MQ.17R4 | 6 |  | BYPLM.A17R4 | 14
15 | MQ.18L4 | 6 |  | BYPLM.A18L4 | 15 |  |  | 15 | MQ.18R4 | 6 |  | BYPLM.A18R4 | 15
16 | MQ.19L4 | 6 |  | BYPLM.A19L4 | 16 |  |  | 16 | MQ.19R4 | 6 |  | BYPLM.A19R4 | 16
17 | MQ.20L4 | 6 |  | BYPLM.A20L4 | 17 |  |  | 17 | MQ.20R4 | 6 |  | BYPLM.A20R4 | 17
18 | MQ.21L4 | 6 |  | BYPLM.A21L4 | 18 |  |  | 18 | MQ.21R4 | 6 |  | BYPLM.A21R4 | 18
19 | MQ.22L4 | 6 |  | BYPLM.A22L4 | 19 |  |  | 19 | MQ.22R4 | 6 |  | BYPLM.A22R4 | 19
20 | MQ.23L4 | 6 |  | BYPLM.A23L4 | 20 |  |  | 20 | MQ.23R4 | 6 |  | BYPLM.A23R4 | 20
21 | MQ.24L4 | 6 |  | BYPLM.A24L4 | 21 |  |  | 21 | MQ.24R4 | 6 |  | BYPLM.A24R4 | 21
22 | MQ.25L4 | 6 |  | BYPLM.A25L4 | 22 |  |  | 22 | MQ.25R4 | 6 |  | BYPLM.A25R4 | 22
23 | MQ.26L4 | 6 |  | BYPLM.A26L4 | 23 |  |  | 23 | MQ.26R4 | 6 |  | BYPLM.A26R4 | 23
24 | MQ.27L4 | 6 |  | BYPLM.A27L4 | 24 |  |  | 24 | MQ.27R4 | 6 |  | BYPLM.A27R4 | 24
25 | MQ.28L4 | 6 |  | BYPLM.A28L4 | 25 |  |  | 25 | MQ.28R4 | 6 |  | BYPLM.A28R4 | 25
26 | MQ.29L4 | 6 |  | BYPLM.A29L4 | 26 |  |  | 26 | MQ.29R4 | 6 |  | BYPLM.A29R4 | 26
27 | MQ.30L4 | 6 |  | BYPLM.A30L4 | 27 |  |  | 27 | MQ.30R4 | 6 |  | BYPLM.A30R4 | 27
28 | MQ.31L4 | 6 |  | BYPLM.A31L4 | 28 |  |  | 28 | MQ.31R4 | 6 |  | BYPLM.A31R4 | 28
29 | MQ.32L4 | 6 |  | BYPLM.A32L4 | 29 |  |  | 29 | MQ.32R4 | 6 |  | BYPLM.A32R4 | 29
30 | MQ.33L4 | 6 |  | BYPLM.A33L4 | 30 |  |  | 30 | MQ.33R4 | 6 |  | BYPLM.A33R4 | 30
[8 empty] | 31 | MQ.34R4 | 6 |  | BYPLM.A34R4 | 31
| Monitors | IC | SEM | Channels | CFC
Left | 30 | 180 | 0 | 180 | 30
Right | 31 | 186 | 0 | 186 | 31
Total | 61 | 366 | 0 | 366 | 61

## Sig, HT, Q11, Q12
| CERN ST/EL | [17 empty] | PAGE :
| DIC |  | DEMANDE D'INSTALLATION DE CABLES | [8 empty] | DATE D'EMISSION : |  | VERSION : | Réservé ST-EL
|  |  | DEMANDEUR : | FERIOLI |  | DESCRIPTION : | Beam Loss |  |  |  |  | FIN TRAVAUX DEMANDE : |  |  | RECU LE:
|  |  | TEL : | 75583 |  | DIVISION : | [5 empty] | CODE BUDGETAIRE : | 96534 |  | No. DT:
|  |  | BEEP : |  |  | GROUPE : | [5 empty] | NOM SIGNATURE AUTORISE : |  |  | AFFAIRE :
| COMMENTAIRES : | [13 empty] | ACTIVITE :
| BLM LHC cablage Signal et HT local pour Q1--- Q11 L/R | [13 empty] | OSE :
BLM LHC cablage Signal et HT local pour Q12--- Q34 L/R
|  | 5 | 4 | 20 | 6 | 12 | 12 | 3 | 4 | 7 | 7 | 6 | 12 | 12 | 3 | 4 | 7 | 7
No. Cable | No | TYPE | RE- | FONCTION DU CABLE |  |  | ORIGINE | [6 empty] | DESTINATION |  |  |  |  | LON- | No. Cable
(par ST-EL) |  | CABLE | SEAU |  | OUVRAG | EQUIPEMENT | ELEMENT | POSV | POSH | CONNECT | CONVN | OUVRAG | EQUIPEMENT | ELEMENT | POSV | POSH | CONNECT | CONVN | GUEUR | (par ST-EL)
| 1 | CB50 |  | Analog signal |  | BJBAP.A11L4 |  | IN 1 |  | 1B50PMT |  |  | BLM.A11A.L4 | MQ.11L3 | Sout |  | 1B50PMT
| 2 | CB50 |  | Analog signal |  | BJBAP.A11L4 |  | IN 2 |  | 1B50PMT |  |  | BLM.A11B.L4 | MQ.11L3 | Sout |  | 1B50PMT
| 3 | CB50 |  | Analog signal |  | BJBAP.A11L4 |  | IN 3 |  | 1B50PMT |  |  | BLM.A11C.L4 | MQ.11L3 | Sout |  | 1B50PMT
| 4 | CB50 |  | Analog signal |  | BJBAP.A11L4 |  | IN 4 |  | 1B50PMT |  |  | BLM.A11D.L4 | MQ.11L3 | Sout |  | 1B50PMT
| 5 | CB50 |  | Analog signal |  | BJBAP.A11L4 |  | IN 5 |  | 1B50PMT |  |  | BLM.A11E.L4 | MQ.11L3 | Sout |  | 1B50PMT
| 6 | CB50 |  | Analog signal |  | BJBAP.A11L4 |  | IN 6 |  | 1B50PMT |  |  | BLM.A11F.L4 | MQ.11L3 | Sout |  | 1B50PMT
| 7 | CBH50 |  | High voltage |  | BJBHT.A11L4 |  | HVout |  | 1B50PFH |  |  | BLM.A11A.L4 | MQ.11L3 | HVin |  | 1B50PFH
| 8 | CBH50 |  | High voltage |  | BLM.A11A.L4 | MQ.11L2 | HVout |  | 1B50PFH |  |  | BLM.A11B.L4 | MQ.11L3 | HVin |  | 1B50PFH
| 9 | CBH50 |  | High voltage |  | BLM.A11B.L4 | MQ.11L2 | HVout |  | 1B50PFH |  |  | BLM.A11C.L4 | MQ.11L3 | HVin |  | 1B50PFH
| 10 | CBH50 |  | High voltage |  | BLM.A11C.L4 | MQ.11L2 | HVout |  | 1B50PFH |  |  | BLM.A11D.L4 | MQ.11L3 | HVin |  | 1B50PFH
| 11 | CBH50 |  | High voltage |  | BLM.A11D.L4 | MQ.11L2 | HVout |  | 1B50PFH |  |  | BLM.A11E.L4 | MQ.11L3 | HVin |  | 1B50PFH
| 12 | CBH50 |  | High voltage |  | BLM.A11E.L4 | MQ.11L2 | HVout |  | 1B50PFH |  |  | BLM.A11F.L4 | MQ.11L3 | HVin |  | 1B50PFH
| 13 | CBH50 |  | High voltage |  | BLM.A11F.L4 | MQ.11L2 | HVout |  | 1B50PFH |  |  | BJBAP.A11L4 |  | HVin |  | 1B50PFH
| 14 | CB50 |  | Analog signal |  | BYPLM.A12L4 |  | IN 1 |  | 1B50PMT |  |  | BLM.A12A.L4 | MQ.12L3 | Sout |  | 1B50PMT
| 15 | CB50 |  | Analog signal |  | BYPLM.A12L4 |  | IN 2 |  | 1B50PMT |  |  | BLM.A12B.L4 | MQ.12L3 | Sout |  | 1B50PMT
| 16 | CB50 |  | Analog signal |  | BYPLM.A12L4 |  | IN 3 |  | 1B50PMT |  |  | BLM.A12C.L4 | MQ.12L3 | Sout |  | 1B50PMT
| 17 | CB50 |  | Analog signal |  | BYPLM.A12L4 |  | IN 4 |  | 1B50PMT |  |  | BLM.A12D.L4 | MQ.12L3 | Sout |  | 1B50PMT
| 18 | CB50 |  | Analog signal |  | BYPLM.A12L4 |  | IN 5 |  | 1B50PMT |  |  | BLM.A12E.L4 | MQ.12L3 | Sout |  | 1B50PMT
| 19 | CB50 |  | Analog signal |  | BYPLM.A12L4 |  | IN 6 |  | 1B50PMT |  |  | BLM.A12F.L4 | MQ.12L3 | Sout |  | 1B50PMT
| 20 | CBH50 |  | High voltage |  | BJBHT.A12L4 |  | HVout |  | 1B50PFH |  |  | BLM.A12A.L4 | MQ.12L3 | HVin |  | 1B50PFH
| 21 | CBH50 |  | High voltage |  | BLM.A12A.L4 | MQ.12L2 | HVout |  | 1B50PFH |  |  | BLM.A12B.L4 | MQ.12L3 | HVin |  | 1B50PFH
| 22 | CBH50 |  | High voltage |  | BLM.A12B.L4 | MQ.12L2 | HVout |  | 1B50PFH |  |  | BLM.A12C.L4 | MQ.12L3 | HVin |  | 1B50PFH
| 23 | CBH50 |  | High voltage |  | BLM.A12C.L4 | MQ.12L2 | HVout |  | 1B50PFH |  |  | BLM.A12D.L4 | MQ.12L3 | HVin |  | 1B50PFH
| 24 | CBH50 |  | High voltage |  | BLM.A12D.L4 | MQ.12L2 | HVout |  | 1B50PFH |  |  | BLM.A12E.L4 | MQ.12L3 | HVin |  | 1B50PFH
| 25 | CBH50 |  | High voltage |  | BLM.A12E.L4 | MQ.12L2 | HVout |  | 1B50PFH |  |  | BLM.A12F.L4 | MQ.12L3 | HVin |  | 1B50PFH
| 26 | CBH50 |  | High voltage |  | BLM.A12F.L4 | MQ.12L2 | HVout |  | 1B50PFH |  |  | BYPLM.A12L4 |  | HVin |  | 1B50PFH

## Left 4
| CERN ST/EL | [17 empty] | PAGE :
| DIC |  | DEMANDE D'INSTALLATION DE CABLES | [8 empty] | DATE D'EMISSION : |  | VERSION : | Réservé ST-EL
|  |  | DEMANDEUR : | FERIOLI |  | DESCRIPTION : | Beam Loss |  |  |  |  | FIN TRAVAUX DEMANDE : |  |  | RECU LE:
|  |  | TEL : | 75583 |  | DIVISION : | AB |  |  |  |  | CODE BUDGETAIRE : | 96534 |  | No. DT:
|  |  | BEEP : |  |  | GROUPE : | BDI |  |  |  |  | NOM SIGNATURE AUTORISE : | Ferioli |  | AFFAIRE :
| COMMENTAIRES : |  |  | Point 4 left | [10 empty] | ACTIVITE :
OSE :
|  | 5 | 4 | 20 | 6 | 12 | 12 | 3 | 4 | 7 | 7 | 6 | 12 | 12 | 3 | 4 | 7 | 7
No. Cable | No | TYPE | RE- | FONCTION DU CABLE |  |  | ORIGINE | [6 empty] | DESTINATION |  |  |  |  | LON- | No. Cable
(par ST-EL) |  | CABLE | SEAU |  | OUVRAG | EQUIPEMENT | ELEMENT | POSV | POSH | CONNECT | CONVN | OUVRAG | EQUIPEMENT | ELEMENT | POSV | POSH | CONNECT | CONVN | GUEUR | (par ST-EL)
| 1 | CB50 |  | Analog signal |  | BJBAP.B5L4 |  | IN 1 |  | 1B50PMT |  |  | BLMEI.A5L4 | BI.5L4 | Sout |  | 1B50PMT
| 2 | CB50 |  | Analog signal |  | BJBAP.B5L4 |  | IN 2 |  | 1B50PMT |  |  | BLMEI.B5L4 | BI.5L4 | Sout |  | 1B50PMT
| 3 | CB50 |  | Analog signal |  | BJBAP.B5L4 |  | IN 3 |  | 1B50PMT |  |  | BLMEI.C5L4 | BI.5L4 | Sout |  | 1B50PMT
| 4 | CB50 |  | Analog signal |  | BJBAP.B5L4 |  | IN 4 |  | 1B50PMT |  |  | BLMEI.D5L4 | BI.5L4 | Sout |  | 1B50PMT
| 5 | CB50 |  | Analog signal |  | BJBAP.B5L4 |  | IN 5 |  | 1B50PMT |  |  | BLMEI.E5L4 | BI.5L4 | Sout |  | 1B50PMT
| 6 | CB50 |  | Analog signal |  | BJBAP.B5L4 |  | IN 6 |  | 1B50PMT |  |  | BLMEI.F5L4 | BI.5L4 | Sout |  | 1B50PMT
1 | 7 | CBH50 |  | High voltage |  | BJBHT.B5L4 |  | HVout |  | 1HVPF |  |  | BLMEI.A5L4 | BI.5L4 | HVin |  | 1HVPF
2 | 8 | CBH50 |  | High voltage |  | BLMEI.A5L4 | BI.5L4 | HVout |  | 1HVPF |  |  | BLMEI.B5L4 | BI.5L4 | HVin |  | 1HVPF
3 | 9 | CBH50 |  | High voltage |  | BLMEI.B5L4 | BI.5L4 | HVout |  | 1HVPF |  |  | BLMEI.C5L4 | BI.5L4 | HVin |  | 1HVPF
4 | 10 | CBH50 |  | High voltage |  | BLMEI.C5L4 | BI.5L4 | HVout |  | 1HVPF |  |  | BLMEI.D5L4 | BI.5L4 | HVin |  | 1HVPF
5 | 11 | CBH50 |  | High voltage |  | BLMEI.D5L4 | BI.5L4 | HVout |  | 1HVPF |  |  | BLMEI.E5L4 | BI.5L4 | HVin |  | 1HVPF
6 | 12 | CBH50 |  | High voltage |  | BLMEI.E5L4 | BI.5L4 | HVout |  | 1HVPF |  |  | BLMEI.F5L4 | BI.5L4 | HVin |  | 1HVPF
7 | 13 | CBH50 |  | High voltage |  | BLMEI.F5L4 | BI.5L4 | HVout |  | 1HVPF |  |  | BJBAP.B5L4 |  | HVin |  | 1HVPF

## Right 4
| CERN ST/EL | [17 empty] | PAGE :
| DIC |  | DEMANDE D'INSTALLATION DE CABLES | [8 empty] | DATE D'EMISSION : |  | VERSION : | Réservé ST-EL
|  |  | DEMANDEUR : | FERIOLI |  | DESCRIPTION : | Beam Loss |  |  |  |  | FIN TRAVAUX DEMANDE : |  |  | RECU LE:
|  |  | TEL : | 75583 |  | DIVISION : | AB |  |  |  |  | CODE BUDGETAIRE : | 96534 |  | No. DT:
|  |  | BEEP : |  |  | GROUPE : | BDI |  |  |  |  | NOM SIGNATURE AUTORISE : | Ferioli |  | AFFAIRE :
| COMMENTAIRES : |  |  | Point 4 right | [10 empty] | ACTIVITE :
OSE :
|  | 5 | 4 | 20 | 6 | 12 | 12 | 3 | 4 | 7 | 7 | 6 | 12 | 12 | 3 | 4 | 7 | 7
No. Cable | No | TYPE | RE- | FONCTION DU CABLE |  |  | ORIGINE | [6 empty] | DESTINATION |  |  |  |  | LON- | No. Cable
(par ST-EL) |  | CABLE | SEAU |  | OUVRAG | EQUIPEMENT | ELEMENT | POSV | POSH | CONNECT | CONVN | OUVRAG | EQUIPEMENT | ELEMENT | POSV | POSH | CONNECT | CONVN | GUEUR | (par ST-EL)
| 1 | CB50 |  | Analog signal |  | BJBAP.B5R4 |  | IN 1 |  | 1B50PMT |  |  | BLMEI.A5R4 | BI.5R4 | Sout |  | 1B50PMT
| 2 | CB50 |  | Analog signal |  | BJBAP.B5R4 |  | IN 2 |  | 1B50PMT |  |  | BLMEI.B5R4 | BI.5R4 | Sout |  | 1B50PMT
| 3 | CB50 |  | Analog signal |  | BJBAP.B5R4 |  | IN 3 |  | 1B50PMT |  |  | BLMEI.C5R4 | BI.5R4 | Sout |  | 1B50PMT
| 4 | CB50 |  | Analog signal |  | BJBAP.B5R4 |  | IN 4 |  | 1B50PMT |  |  | BLMEI.D5R4 | BI.5R4 | Sout |  | 1B50PMT
| 5 | CB50 |  | Analog signal |  | BJBAP.B5R4 |  | IN 5 |  | 1B50PMT |  |  | BLMEI.E5R4 | BI.5R4 | Sout |  | 1B50PMT
| 6 | CB50 |  | Analog signal |  | BJBAP.B5R4 |  | IN 6 |  | 1B50PMT |  |  | BLMEI.F5R4 | BI.5R4 | Sout |  | 1B50PMT
1 | 7 | CBH50 |  | High voltage |  | BJBHT.B5R4 |  | HVout |  | 1HVPF |  |  | BLMEI.A5R4 | BI.5R4 | HVin |  | 1HVPF
2 | 8 | CBH50 |  | High voltage |  | BLMEI.A5R4 | BI.5R4 | HVout |  | 1HVPF |  |  | BLMEI.B5R4 | BI.5R4 | HVin |  | 1HVPF
3 | 9 | CBH50 |  | High voltage |  | BLMEI.B5R4 | BI.5R4 | HVout |  | 1HVPF |  |  | BLMEI.C5R4 | BI.5R4 | HVin |  | 1HVPF
4 | 10 | CBH50 |  | High voltage |  | BLMEI.C5R4 | BI.5R4 | HVout |  | 1HVPF |  |  | BLMEI.D5R4 | BI.5R4 | HVin |  | 1HVPF
5 | 11 | CBH50 |  | High voltage |  | BLMEI.D5R4 | BI.5R4 | HVout |  | 1HVPF |  |  | BLMEI.E5R4 | BI.5R4 | HVin |  | 1HVPF
6 | 12 | CBH50 |  | High voltage |  | BLMEI.E5R4 | BI.5R4 | HVout |  | 1HVPF |  |  | BLMEI.F5R4 | BI.5R4 | HVin |  | 1HVPF
7 | 13 | CBH50 |  | High voltage |  | BLMEI.F5R4 | BI.5R4 | HVout |  | 1HVPF |  |  | BJBAP.B5R4 |  | HVin |  | 1HVPF