## BLM_patch_cord
[6 empty] | Patchcord octant 6 | [6 empty] | 18/7/2005
|  | From |  |  |  |  | To
Patchcord number | Patchcord name | Rack | Chassis | Slot | Connector | Distance | Rack | Chassis | Slot | Connector | Signal Type | Notes
1 |  | BY05 | C | 1 | 1 |  | BY02 | VME 2 | 4 | 1 | BLM | DSS_LEFT | BJBAP.A4L6 | A1
2 |  | BY05 | C | 1 | 2 |  | BY02 | VME 2 | 4 | 2 | BLM | DSS_LEFT | BJBAP.A4L6 | A2
3 |  | BY05 | C | 1 | 3 |  | BY02 | VME 2 | 4 | 3 | BLM | DSS_LEFT | BJBAP.B4L6 | A1
4 |  | BY05 | C | 1 | 4 |  | BY02 | VME 2 | 4 | 4 | BLM | DSS_LEFT | BJBAP.B4L6 | A2
5 |  | BY05 | C | 1 | 5 |  | BY02 | VME 2 | 5 | 1 | BLM | DSS_LEFT | BJBAP.C4L6 | A1
6 |  | BY05 | C | 1 | 6 |  | BY02 | VME 2 | 5 | 2 | BLM | DSS_LEFT | BJBAP.C4L6 | A2
7 |  | BY05 | C | 1 | 7 |  | BY02 | VME 2 | 5 | 3 | BLM | DSS_LEFT | BJBAP.D4L6 | A1
8 |  | BY05 | C | 1 | 8 |  | BY02 | VME 2 | 5 | 4 | BLM | DSS_LEFT | BJBAP.D4L6 | A2
9 |  | BY05 | C | 1 | 9 |  | BY02 | VME 2 | 6 | 1 | BLM | DSS_LEFT | BJBAP.E4L6 | A1
10 |  | BY05 | C | 1 | 10 |  | BY02 | VME 2 | 6 | 2 | BLM | DSS_LEFT | BJBAP.E4L6 | A2
11 |  | BY05 | C | 1 | 11 |  | BY02 | VME 2 | 6 | 3 | BLM | DSS_LEFT | BJBAP.F4L6 | A1
12 |  | BY05 | C | 1 | 12 |  | BY02 | VME 2 | 6 | 4 | BLM | DSS_LEFT | BJBAP.F4L6 | A2
13 |  | BY05 | C | 2 | 1 |  | BY02 | VME 2 | 7 | 1 | BLM | DSS_LEFT | BJBAP.G4L6 | A1
14 |  | BY05 | C | 2 | 2 |  | BY02 | VME 2 | 7 | 2 | BLM | DSS_LEFT | BJBAP.G4L6 | A2
15 |  | BY05 | C | 2 | 3 |  | BY02 | VME 1 | 4 | 1 | BLM | DSS_LEFT | BJBAP.H4L6 | A1
16 |  | BY05 | C | 2 | 4 |  | BY02 | VME 1 | 4 | 2 | BLM | DSS_LEFT | BJBAP.H4L6 | A2
17 |  | BY05 | C | 2 | 5 |  | BY02 | VME 2 | 7 | 3 | BLM | DSS_LEFT | BJBAP.A5L6 | A1
18 |  | BY05 | C | 2 | 6 |  | BY02 | VME 2 | 7 | 4 | BLM | DSS_LEFT | BJBAP.A5L6 | A2
19 |  | BY05 | C | 2 | 7 |  | BY02 | VME 1 | 4 | 3 | BLM | DSS_LEFT | BJBAP.B5L6 | A1
20 |  | BY05 | C | 2 | 8 |  | BY02 | VME 1 | 4 | 4 | BLM | DSS_LEFT | BJBAP.B5L6 | A2
21 |  | BY05 | C | 2 | 9 |  | BY02 | VME 2 | 8 | 1 | BLM | DSS_LEFT | BJBAP.C5L6 | A1
22 |  | BY05 | C | 2 | 10 |  | BY02 | VME 2 | 8 | 2 | BLM | DSS_LEFT | BJBAP.C5L6 | A2
23 |  | BY05 | C | 2 | 11 |  | BY02 | VME 1 | 5 | 1 | BLM | DSS_LEFT | BJBAP.A8L6 | A1
24 |  | BY05 | C | 2 | 12 |  | BY02 | VME 1 | 5 | 2 | BLM | DSS_LEFT | BJBAP.A8L6 | A2
25 |  | BY05 | C | 3 | 1 |  | BY02 | VME 1 | 5 | 3 | BLM | DSS_LEFT | BJBAP.A9L6 | A1
26 |  | BY05 | C | 3 | 2 |  | BY02 | VME 1 | 5 | 4 | BLM | DSS_LEFT | BJBAP.A9L6 | A2
27 |  | BY05 | C | 3 | 3 |  | BY02 | VME 2 | 6 | 1 | BLM | DSS_LEFT | BJBAP.A10L6 | A1
28 |  | BY05 | C | 3 | 4 |  | BY02 | VME 2 | 6 | 2 | BLM | DSS_LEFT | BJBAP.A10L6 | A2
29 |  | BY05 | C | 3 | 5 |  | BY02 | VME 1 | 6 | 3 | BLM | DSS_LEFT | BJBAP.A11L6 | A1
30 |  | BY05 | C | 3 | 6 |  | BY02 | VME 1 | 6 | 4 | BLM | DSS_LEFT | BJBAP.A11L6 | A2
31 |  | BY05 | C | 3 | 7 |  | BY02 | VME 2 | 8 | 1 | BLM | DSS_LEFT |  | A1
32 |  | BY05 | C | 3 | 8 |  | BY02 | VME 2 | 8 | 2 | BLM | DSS_LEFT |  | A2
33 |  | BY05 | C | 3 | 9 |  | BY02 | VME 2 | 9 | 1 | BLM | DSS_LEFT |  | A1
34 |  | BY05 | C | 3 | 10 |  | BY02 | VME 2 | 9 | 2 | BLM | DSS_LEFT |  | A2
[6 empty] | Patchcord octant 6 | [6 empty] | 18/7/2005
|  | From |  |  |  |  | To
Patchcord number | Patchcord name | Rack | Chassis | Slot | Connector | Distance | Rack | Chassis | Slot | Connector | Signal Type | Notes
35 |  | BY05 | C | 12 | 1 |  | BY02 | VME 2 | 13 | 1 | BLM | DSS_RIGHT | BJBAP.A4R6 | A1
36 |  | BY05 | C | 12 | 2 |  | BY02 | VME 2 | 13 | 2 | BLM | DSS_RIGHT | BJBAP.A4R6 | A2
37 |  | BY05 | C | 12 | 3 |  | BY02 | VME 2 | 13 | 3 | BLM | DSS_RIGHT | BJBAP.B4R6 | A1
38 |  | BY05 | C | 12 | 4 |  | BY02 | VME 2 | 13 | 4 | BLM | DSS_RIGHT | BJBAP.B4R6 | A2
39 |  | BY05 | C | 12 | 5 |  | BY02 | VME 2 | 14 | 1 | BLM | DSS_RIGHT | BJBAP.C4R6 | A1
40 |  | BY05 | C | 12 | 6 |  | BY02 | VME 2 | 14 | 2 | BLM | DSS_RIGHT | BJBAP.C4R6 | A2
41 |  | BY05 | C | 12 | 7 |  | BY02 | VME 2 | 14 | 3 | BLM | DSS_RIGHT | BJBAP.D4R6 | A1
42 |  | BY05 | C | 12 | 8 |  | BY02 | VME 2 | 14 | 4 | BLM | DSS_RIGHT | BJBAP.D4R6 | A2
43 |  | BY05 | C | 12 | 9 |  | BY02 | VME 2 | 15 | 1 | BLM | DSS_RIGHT | BJBAP.E4R6 | A1
44 |  | BY05 | C | 12 | 10 |  | BY02 | VME 2 | 15 | 2 | BLM | DSS_RIGHT | BJBAP.E4R6 | A2
45 |  | BY05 | C | 12 | 11 |  | BY02 | VME 2 | 15 | 3 | BLM | DSS_RIGHT | BJBAP.F4R6 | A1
46 |  | BY05 | C | 12 | 12 |  | BY02 | VME 2 | 15 | 4 | BLM | DSS_RIGHT | BJBAP.F4R6 | A2
47 |  | BY05 | C | 11 | 1 |  | BY02 | VME 2 | 16 | 1 | BLM | DSS_RIGHT | BJBAP.G4R6 | A1
48 |  | BY05 | C | 11 | 2 |  | BY02 | VME 2 | 16 | 2 | BLM | DSS_RIGHT | BJBAP.G4R6 | A2
49 |  | BY05 | C | 11 | 3 |  | BY02 | VME 3 | 4 | 1 | BLM | DSS_RIGHT | BJBAP.H4R6 | A1
50 |  | BY05 | C | 11 | 4 |  | BY02 | VME 3 | 4 | 2 | BLM | DSS_RIGHT | BJBAP.H4R6 | A2
51 |  | BY05 | C | 11 | 5 |  | BY02 | VME 2 | 16 | 3 | BLM | DSS_RIGHT | BJBAP.A5R6 | A1
52 |  | BY05 | C | 11 | 6 |  | BY02 | VME 2 | 16 | 4 | BLM | DSS_RIGHT | BJBAP.A5R6 | A2
53 |  | BY05 | C | 11 | 7 |  | BY02 | VME 3 | 4 | 3 | BLM | DSS_RIGHT | BJBAP.B5R6 | A1
54 |  | BY05 | C | 11 | 8 |  | BY02 | VME 3 | 4 | 4 | BLM | DSS_RIGHT | BJBAP.B5R6 | A2
55 |  | BY05 | C | 11 | 9 |  | BY02 | VME 2 | 17 | 1 | BLM | DSS_RIGHT | BJBAP.C5R6 | A1
56 |  | BY05 | C | 11 | 10 |  | BY02 | VME 2 | 17 | 2 | BLM | DSS_RIGHT | BJBAP.C5R6 | A2
57 |  | BY05 | C | 11 | 11 |  | BY02 | VME 3 | 5 | 1 | BLM | DSS_RIGHT | BJBAP.A8R6 | A1
58 |  | BY05 | C | 11 | 12 |  | BY02 | VME 3 | 5 | 2 | BLM | DSS_RIGHT | BJBAP.A8R6 | A2
59 |  | BY05 | C | 10 | 1 |  | BY02 | VME 3 | 5 | 3 | BLM | DSS_RIGHT | BJBAP.A9R6 | A1
60 |  | BY05 | C | 10 | 2 |  | BY02 | VME 3 | 5 | 4 | BLM | DSS_RIGHT | BJBAP.A9R6 | A2
61 |  | BY05 | C | 10 | 3 |  | BY02 | VME 3 | 6 | 1 | BLM | DSS_RIGHT | BJBAP.A10R6 | A1
62 |  | BY05 | C | 10 | 4 |  | BY02 | VME 3 | 6 | 2 | BLM | DSS_RIGHT | BJBAP.A10R6 | A2
63 |  | BY05 | C | 10 | 5 |  | BY02 | VME 3 | 6 | 3 | BLM | DSS_RIGHT | BJBAP.A11R6 | A1
64 |  | BY05 | C | 10 | 6 |  | BY02 | VME 3 | 6 | 4 | BLM | DSS_RIGHT | BJBAP.A11R6 | A2
65 |  | BY05 | C | 10 | 7 |  | BY02 | VME 2 | 17 | 3 | BLM | DSS_RIGHT |  | A1
66 |  | BY05 | C | 10 | 8 |  | BY02 | VME 2 | 17 | 4 | BLM | DSS_RIGHT |  | A2
67 |  | BY05 | C | 10 | 9 |  | BY02 | VME 2 | 18 | 1 | BLM | DSS_RIGHT |  | A1
68 |  | BY05 | C | 10 | 10 |  | BY02 | VME 2 | 18 | 2 | BLM | DSS_RIGHT |  | A2
Patchcord octant 6
|  | From |  |  |  |  | To
Patchcord number | Patchcord name | Rack | Chassis | Slot | Connector | Distance | Rack | Chassis | Slot | Connector | Signal Type | Notes
69 |  | BY05 | F | 1 | 7 |  | BY02 | VME 1 | 7 | 1 | BLM | ARC_LEFT | BYPLM.A12L6 | A1
70 |  | BY05 | F | 1 | 8 |  | BY02 | VME 1 | 7 | 2 | BLM | ARC_LEFT | BYPLM.A12L6 | A2
71 |  | BY05 | F | 2 | 7 |  | BY02 | VME 1 | 7 | 3 | BLM | ARC_LEFT | BYPLM.A13L6 | A1
72 |  | BY05 | F | 2 | 8 |  | BY02 | VME 1 | 7 | 4 | BLM | ARC_LEFT | BYPLM.A13L6 | A2
73 |  | BY05 | F | 3 | 7 |  | BY02 | VME 1 | 8 | 1 | BLM | ARC_LEFT | BYPLM.A14L6 | A1
74 |  | BY05 | F | 3 | 8 |  | BY02 | VME 1 | 8 | 2 | BLM | ARC_LEFT | BYPLM.A14L6 | A2
75 |  | BY05 | F | 4 | 7 |  | BY02 | VME 1 | 8 | 3 | BLM | ARC_LEFT | BYPLM.A15L6 | A1
76 |  | BY05 | F | 4 | 8 |  | BY02 | VME 1 | 8 | 4 | BLM | ARC_LEFT | BYPLM.A15L6 | A2
77 |  | BY05 | F | 5 | 7 |  | BY02 | VME 1 | 9 | 1 | BLM | ARC_LEFT | BYPLM.A16L6 | A1
78 |  | BY05 | F | 5 | 8 |  | BY02 | VME 1 | 9 | 2 | BLM | ARC_LEFT | BYPLM.A16L6 | A2
79 |  | BY05 | F | 8 | 7 |  | BY02 | VME 3 | 9 | 3 | BLM | ARC _RIGHT | BYPLM.A12R6 | A1
80 |  | BY05 | F | 8 | 8 |  | BY02 | VME 3 | 9 | 4 | BLM | ARC _RIGHT | BYPLM.A12R6 | A2
81 |  | BY05 | F | 9 | 7 |  | BY02 | VME 3 | 10 | 1 | BLM | ARC _RIGHT | BYPLM.A13R6 | A1
82 |  | BY05 | F | 9 | 8 |  | BY02 | VME 3 | 10 | 2 | BLM | ARC _RIGHT | BYPLM.A13R6 | A2
83 |  | BY05 | F | 10 | 7 |  | BY02 | VME 3 | 8 | 1 | BLM | ARC _RIGHT | BYPLM.A14R6 | A1
84 |  | BY05 | F | 10 | 8 |  | BY02 | VME 3 | 8 | 2 | BLM | ARC _RIGHT | BYPLM.A14R6 | A2
85 |  | BY05 | F | 11 | 7 |  | BY02 | VME 3 | 8 | 3 | BLM | ARC _RIGHT | BYPLM.A15R6 | A1
86 |  | BY05 | F | 11 | 8 |  | BY02 | VME 3 | 8 | 4 | BLM | ARC _RIGHT | BYPLM.A15R6 | A2
87 |  | BY05 | F | 12 | 7 |  | BY02 | VME 3 | 9 | 1 | BLM | ARC _RIGHT | BYPLM.A16R6 | A1
88 |  | BY05 | F | 12 | 8 |  | BY02 | VME 3 | 9 | 2 | BLM | ARC _RIGHT | BYPLM.A16R6 | A2
89 |  | BY05 | G | 1 | 7 |  | BY02 | VME 1 | 9 | 3 | BLM | ARC_LEFT | BYPLM.A17L6 | A1
90 |  | BY05 | G | 1 | 8 |  | BY02 | VME 1 | 9 | 4 | BLM | ARC_LEFT | BYPLM.A17L6 | A2
91 |  | BY05 | G | 2 | 7 |  | BY02 | VME 1 | 10 | 1 | BLM | ARC_LEFT | BYPLM.A18L6 | A1
92 |  | BY05 | G | 2 | 8 |  | BY02 | VME 1 | 10 | 2 | BLM | ARC_LEFT | BYPLM.A18L6 | A2
93 |  | BY05 | G | 3 | 7 |  | BY02 | VME 1 | 10 | 3 | BLM | ARC_LEFT | BYPLM.A19L6 | A1
94 |  | BY05 | G | 3 | 8 |  | BY02 | VME 1 | 10 | 4 | BLM | ARC_LEFT | BYPLM.A19L6 | A2
95 |  | BY05 | G | 4 | 7 |  | BY02 | VME 1 | 11 | 1 | BLM | ARC_LEFT | BYPLM.A20L6 | A1
96 |  | BY05 | G | 4 | 8 |  | BY02 | VME 1 | 11 | 2 | BLM | ARC_LEFT | BYPLM.A20L6 | A2
Patchcord octant 6
|  | From |  |  |  |  | To
Patchcord number | Patchcord name | Rack | Chassis | Slot | Connector | Distance | Rack | Chassis | Slot | Connector | Signal Type | Notes
97 |  | BY05 | G | 5 | 7 |  | BY02 | VME 1 | 11 | 3 | BLM | ARC_LEFT | BYPLM.A21L6 | A1
98 |  | BY05 | G | 5 | 8 |  | BY02 | VME 1 | 11 | 4 | BLM | ARC_LEFT | BYPLM.A21L6 | A2
99 |  | BY05 | G | 6 | 7 |  | BY02 | VME 1 | 13 | 1 | BLM | ARC_LEFT | BYPLM.A22L6 | A1
100 |  | BY05 | G | 6 | 8 |  | BY02 | VME 1 | 13 | 2 | BLM | ARC_LEFT | BYPLM.A22L6 | A2
101 |  | BY05 | G | 7 | 7 |  | BY02 | VME 3 | 13 | 3 | BLM | ARC _RIGHT | BYPLM.A17R6 | A1
102 |  | BY05 | G | 7 | 8 |  | BY02 | VME 3 | 13 | 4 | BLM | ARC _RIGHT | BYPLM.A17R6 | A2
103 |  | BY05 | G | 8 | 7 |  | BY02 | VME 3 | 14 | 1 | BLM | ARC _RIGHT | BYPLM.A18R6 | A1
104 |  | BY05 | G | 8 | 8 |  | BY02 | VME 3 | 14 | 2 | BLM | ARC _RIGHT | BYPLM.A18R6 | A2
105 |  | BY05 | G | 9 | 7 |  | BY02 | VME 3 | 10 | 3 | BLM | ARC _RIGHT | BYPLM.A19R6 | A1
106 |  | BY05 | G | 9 | 8 |  | BY02 | VME 3 | 10 | 4 | BLM | ARC _RIGHT | BYPLM.A19R6 | A2
107 |  | BY05 | G | 10 | 7 |  | BY02 | VME 3 | 11 | 1 | BLM | ARC _RIGHT | BYPLM.A20R6 | A1
108 |  | BY05 | G | 10 | 8 |  | BY02 | VME 3 | 11 | 2 | BLM | ARC _RIGHT | BYPLM.A20R6 | A2
109 |  | BY05 | G | 11 | 7 |  | BY02 | VME 3 | 11 | 3 | BLM | ARC _RIGHT | BYPLM.A21R6 | A1
110 |  | BY05 | G | 11 | 8 |  | BY02 | VME 3 | 11 | 4 | BLM | ARC _RIGHT | BYPLM.A21R6 | A2
111 |  | BY05 | G | 12 | 7 |  | BY02 | VME 3 | 13 | 1 | BLM | ARC _RIGHT | BYPLM.A22R6 | A1
112 |  | BY05 | G | 12 | 8 |  | BY02 | VME 3 | 13 | 2 | BLM | ARC_LEFT | BYPLM.A22R6 | A2
113 |  | BY05 | H | 1 | 7 |  | BY02 | VME 1 | 13 | 3 | BLM | ARC_LEFT | BYPLM.A23L6 | A1
114 |  | BY05 | H | 1 | 8 |  | BY02 | VME 1 | 13 | 4 | BLM | ARC_LEFT | BYPLM.A23L6 | A2
115 |  | BY05 | H | 2 | 7 |  | BY02 | VME 1 | 14 | 1 | BLM | ARC_LEFT | BYPLM.A24L6 | A1
116 |  | BY05 | H | 2 | 8 |  | BY02 | VME 1 | 14 | 2 | BLM | ARC_LEFT | BYPLM.A24L6 | A2
117 |  | BY05 | H | 3 | 7 |  | BY02 | VME 1 | 14 | 3 | BLM | ARC_LEFT | BYPLM.A25L6 | A1
118 |  | BY05 | H | 3 | 8 |  | BY02 | VME 1 | 14 | 4 | BLM | ARC_LEFT | BYPLM.A25L6 | A2
119 |  | BY05 | H | 4 | 7 |  | BY02 | VME 1 | 15 | 1 | BLM | ARC_LEFT | BYPLM.A26L6 | A1
120 |  | BY05 | H | 4 | 8 |  | BY02 | VME 1 | 15 | 2 | BLM | ARC_LEFT | BYPLM.A26L6 | A2
121 |  | BY05 | H | 5 | 7 |  | BY02 | VME 1 | 15 | 3 | BLM | ARC_LEFT | BYPLM.A27L6 | A1
122 |  | BY05 | H | 5 | 8 |  | BY02 | VME 1 | 15 | 4 | BLM | ARC_LEFT | BYPLM.A27L6 | A2
123 |  | BY05 | H | 6 | 7 |  | BY02 | VME 1 | 16 | 1 | BLM | ARC_LEFT | BYPLM.A28L6 | A1
124 |  | BY05 | H | 6 | 8 |  | BY02 | VME 1 | 16 | 2 | BLM | ARC_LEFT | BYPLM.A28L6 | A2
125 |  | BY05 | H | 7 | 7 |  | BY02 | VME 3 | 16 | 3 | BLM | ARC _RIGHT | BYPLM.A23R6 | A1
126 |  | BY05 | H | 7 | 8 |  | BY02 | VME 3 | 16 | 4 | BLM | ARC _RIGHT | BYPLM.A23R6 | A2
127 |  | BY05 | H | 8 | 7 |  | BY02 | VME 3 | 17 | 1 | BLM | ARC _RIGHT | BYPLM.A24R6 | A1
128 |  | BY05 | H | 8 | 8 |  | BY02 | VME 3 | 17 | 2 | BLM | ARC _RIGHT | BYPLM.A24R6 | A2
129 |  | BY05 | H | 9 | 7 |  | BY02 | VME 3 | 14 | 3 | BLM | ARC _RIGHT | BYPLM.A25R6 | A1
130 |  | BY05 | H | 9 | 8 |  | BY02 | VME 3 | 14 | 4 | BLM | ARC _RIGHT | BYPLM.A25R6 | A2
131 |  | BY05 | H | 10 | 7 |  | BY02 | VME 3 | 15 | 1 | BLM | ARC _RIGHT | BYPLM.A26R6 | A1
132 |  | BY05 | H | 10 | 8 |  | BY02 | VME 3 | 15 | 2 | BLM | ARC _RIGHT | BYPLM.A26R6 | A2
Patchcord octant 6
|  | From |  |  |  |  | To
Patchcord number | Patchcord name | Rack | Chassis | Slot | Connector | Distance | Rack | Chassis | Slot | Connector | Signal Type | Notes
133 |  | BY05 | H | 11 | 7 |  | BY02 | VME 3 | 15 | 3 | BLM | ARC _RIGHT | BYPLM.A27R6 | A1
134 |  | BY05 | H | 11 | 8 |  | BY02 | VME 3 | 15 | 4 | BLM | ARC _RIGHT | BYPLM.A27R6 | A2
135 |  | BY05 | H | 12 | 7 |  | BY02 | VME 3 | 16 | 1 | BLM | ARC _RIGHT | BYPLM.A28R6 | A1
136 |  | BY05 | H | 12 | 8 |  | BY02 | VME 3 | 16 | 2 | BLM | ARC _RIGHT | BYPLM.A28R6 | A2
137 |  | BY05 | I | 1 | 7 |  | BY02 | VME 1 | 16 | 3 | BLM | ARC_LEFT | BYPLM.A29L6 | A1
138 |  | BY05 | I | 1 | 8 |  | BY02 | VME 1 | 16 | 4 | BLM | ARC_LEFT | BYPLM.A29L6 | A2
139 |  | BY05 | I | 2 | 7 |  | BY02 | VME 1 | 17 | 3 | BLM | ARC_LEFT | BYPLM.A30L6 | A1
140 |  | BY05 | I | 2 | 8 |  | BY02 | VME 1 | 17 | 4 | BLM | ARC_LEFT | BYPLM.A30L6 | A2
141 |  | BY05 | I | 3 | 7 |  | BY02 | VME 1 | 17 | 3 | BLM | ARC_LEFT | BYPLM.A31L6 | A1
142 |  | BY05 | I | 3 | 8 |  | BY02 | VME 1 | 17 | 4 | BLM | ARC_LEFT | BYPLM.A31L6 | A2
143 |  | BY05 | I | 4 | 7 |  | BY02 | VME 1 | 18 | 1 | BLM | ARC_LEFT | BYPLM.A32L6 | A1
144 |  | BY05 | I | 4 | 8 |  | BY02 | VME 1 | 18 | 2 | BLM | ARC_LEFT | BYPLM.A32L6 | A2
145 |  | BY05 | I | 5 | 7 |  | BY02 | VME 1 | 18 | 3 | BLM | ARC_LEFT | BYPLM.A33L6 | A1
146 |  | BY05 | I | 5 | 8 |  | BY02 | VME 1 | 18 | 4 | BLM | ARC_LEFT | BYPLM.A33L6 | A2
147 |  | BY05 | I | 7 | 7 |  | BY02 | VME 3 | 19 | 1 | BLM | ARC _RIGHT | BYPLM.A29R6 | A1
148 |  | BY05 | I | 7 | 8 |  | BY02 | VME 3 | 19 | 2 | BLM | ARC _RIGHT | BYPLM.A29R6 | A2
149 |  | BY05 | I | 8 | 7 |  | BY02 | VME 3 | 19 | 3 | BLM | ARC _RIGHT | BYPLM.A30R6 | A1
150 |  | BY05 | I | 8 | 8 |  | BY02 | VME 3 | 19 | 4 | BLM | ARC _RIGHT | BYPLM.A30R6 | A2
151 |  | BY05 | I | 9 | 7 |  | BY02 | VME 3 | 17 | 3 | BLM | ARC _RIGHT | BYPLM.A31R6 | A1
152 |  | BY05 | I | 9 | 8 |  | BY02 | VME 3 | 17 | 4 | BLM | ARC _RIGHT | BYPLM.A31R6 | A2
153 |  | BY05 | I | 10 | 7 |  | BY02 | VME 3 | 18 | 1 | BLM | ARC _RIGHT | BYPLM.A32R6 | A1
154 |  | BY05 | I | 10 | 8 |  | BY02 | VME 3 | 18 | 2 | BLM | ARC _RIGHT | BYPLM.A32R6 | A2
155 |  | BY05 | I | 11 | 7 |  | BY02 | VME 3 | 18 | 3 | BLM | ARC _RIGHT | BYPLM.A33R6 | A1
156 |  | BY05 | I | 11 | 8 |  | BY02 | VME 3 | 18 | 4 | BLM | ARC _RIGHT | BYPLM.A33R6 | A2
157 |  | BY05 | I | 12 | 7 |  | BY02 | VME 3 | 19 | 1 | BLM | ARC _RIGHT | BYPLM.A34R6 | A1
158 |  | BY05 | I | 12 | 8 |  | BY02 | VME 3 | 19 | 2 | BLM | ARC _RIGHT | BYPLM.A34R6 | A2

## Left_new (2)
| 2005-12-15 | [6 empty] | Half octant 6 left
[9 empty] | Analog Front End | Optical link tunnel |  | Optical link surface | Digital acquisition
N. ch | Monitor | Type | Location | Pos | Logic name | HV patch | An. Patch_In | BJBAP | UA=Ra_Cr_CFC_In | Cr_CFC_Out | UA=Ra_Pa_In | SR=Ra_Pa_Sl_Out | SR=Ra_VME_Sl_DAB_In | Fonction | Status
cable
1 | BLMEI.A4L6 | Ionis. | MSDB.A4L6.B1 |  | BLMEI.A4L6.B1X1_MSDB | BJBHT.A4L6 | BJBAP.A4L6_1 | 1605640 | UA63=BY03_1_1_1 | 1_1_A1 | RR63=BY02_A_1 | SR6=BY05_C_1_1 | SR6=BY02_2_4_1_1 | U | 1
2 | BLMES.A4L6 | Sem |  |  | BLMES.A4L6.B1X1_MSDB |  | BJBAP.A4L6_2 |  | UA63=BY03_1_1_2 | 1_1_A2 | RR63=BY02_A_2 | SR6=BY05_C_1_2 | SR6=BY02_2_4_1_2 | U | 1
3 | BLMEI.B4L6 | Ionis. | MSDB.A4L6.B2 |  | BLMEI.B4L6.B2X1_MSDB |  | BJBAP.A4L6_3 |  | UA63=BY03_1_1_3 |  |  |  |  | U | 1
4 | BLMES.B4L6 | Sem |  |  | BLMES.B4L6.B2X1_MSDB |  | BJBAP.A4L6_4 |  | UA63=BY03_1_1_4 |  |  |  |  | U | 1
[7 empty] | BJBAP.A4L6_5 |  | UA63=BY03_1_1_5 | [5 empty] | 0
[7 empty] | BJBAP.A4L6_6 |  | UA63=BY03_1_1_6 | [5 empty] | 0
[7 empty] | BJBAP.A4L6_7 |  | UA63=BY03_1_1_7 | [5 empty] | 0
[7 empty] | BJBAP.A4L6_8 |  | UA63=BY03_1_1_8 | [5 empty] | 0
5 | BLMEI.C4L6 | Ionis. | MSDA.A4L6.B1 |  | BLMEI.C4L6.B1X1_MSDA | BJBHT.B4L6 | BJBAP.B4L6_1 | 1612614 | UA63=BY03_1_2_1 | 1_2_A1 | RR63=BY02_A_3 | SR6=BY05_C_1_3 | SR6=BY02_2_4_1_3 | U | 1
6 | BLMES.C4L6 | Sem |  |  | BLMES.C4L6.B1X1_MSDA |  | BJBAP.B4L6_2 |  | UA63=BY03_1_2_2 | 1_2_A2 | RR63=BY02_A_4 | SR6=BY05_C_1_4 | SR6=BY02_2_4_1_4 | U | 1
7 | BLMEI.D4L6 | Ionis. | MSDA.A4L6.B2 |  | BLMEI.D4L6.B2X1_MSDA |  | BJBAP.B4L6_3 |  | UA63=BY03_1_2_3 |  |  |  |  | U | 1
8 | BLMES.D4L6 | Sem |  |  | BLMES.D4L6.B2X1_MSDA |  | BJBAP.B4L6_4 |  | UA63=BY03_1_2_4 |  |  |  |  | U | 1
[7 empty] | BJBAP.B4L6_5 |  | UA63=BY03_1_2_5 | [5 empty] | 0
[7 empty] | BJBAP.B4L6_6 |  | UA63=BY03_1_2_6 | [5 empty] | 0
[7 empty] | BJBAP.B4L6_7 |  | UA63=BY03_1_2_7 | [5 empty] | 0
[7 empty] | BJBAP.B4L6_8 |  | UA63=BY03_1_2_8 | [5 empty] | 0
9 | BLMEI.E4L6 | Ionis. | MSDA.B4L6.B1 |  | BLMEI.E4L6.B1X1_MSDA | BJBHT.C4L6 | BJBAP.C4L6_1 | 1612615 | UA63=BY03_1_3_1 | 1_3_A1 | RR63=BY02_A_5 | SR6=BY05_C_1_5 | SR6=BY02_2_5_2_1 | U | 1
10 | BLMES.E4L6 | Sem |  |  | BLMES.E4L6.B1X1_MSDA |  | BJBAP.C4L6_2 |  | UA63=BY03_1_3_2 | 1_3_A2 | RR63=BY02_A_6 | SR6=BY05_C_1_6 | SR6=BY02_2_5_2_2 | U | 1
11 | BLMEI.F4L6 | Ionis. | MSDA.B4L6.B2 |  | BLMEI.F4L6.B2X1_MSDA |  | BJBAP.C4L6_3 |  | UA63=BY03_1_3_3 |  |  |  |  | U | 1
12 | BLMES.F4L6 | Sem |  |  | BLMES.F4L6.B2X1_MSDA |  | BJBAP.C4L6_4 |  | UA63=BY03_1_3_4 |  |  |  |  | U | 1
[7 empty] | BJBAP.C4L6_5 |  | UA63=BY03_1_3_5 | [5 empty] | 0
[7 empty] | BJBAP.C4L6_6 |  | UA63=BY03_1_3_6 | [5 empty] | 0
[7 empty] | BJBAP.C4L6_7 |  | UA63=BY03_1_3_7 | [5 empty] | 0
[7 empty] | BJBAP.C4L6_8 |  | UA63=BY03_1_3_8 | [5 empty] | 0
13 | BLMEI.G4L6 | Ionis. | MSDA.D4L6.B1 |  | BLMEI.G4L6.B1X1_MSDA | BJBHT.D4L6 | BJBAP.D4L6_1 | 1605641 | UA63=BY03_1_4_1 | 1_4_A1 | RR63=BY02_A_7 | SR6=BY05_C_1_7 | SR6=BY02_2_5_2_3 | U | 1
14 | BLMES.G4L6 | Sem |  |  | BLMES.G4L6.B1X1_MSDA |  | BJBAP.D4L6_2 |  | UA63=BY03_1_4_2 | 1_4_A2 | RR63=BY02_A_8 | SR6=BY05_C_1_8 | SR6=BY02_2_5_2_4 | U | 1
15 | BLMEI.H4L6 | Ionis. | MSDA.D4L6.B2 |  | BLMEI.H4L6.B2X1_MSDA |  | BJBAP.D4L6_3 |  | UA63=BY03_1_4_3 |  |  |  |  | U | 1
16 | BLMES.H4L6 | Sem |  |  | BLMES.H4L6.B2X1_MSDA |  | BJBAP.D4L6_4 |  | UA63=BY03_1_4_4 |  |  |  |  | U | 1
[7 empty] | BJBAP.D4L6_5 |  | UA63=BY03_1_4_5 | [5 empty] | 0
[7 empty] | BJBAP.D4L6_6 |  | UA63=BY03_1_4_6 | [5 empty] | 0
[7 empty] | BJBAP.D4L6_7 |  | UA63=BY03_1_4_7 | [5 empty] | 0
[7 empty] | BJBAP.D4L6_8 |  | UA63=BY03_1_4_8 | [5 empty] | 0
17 | BLMEI.I4L6 | Ionis. | TCDS.4L6.B2 |  | BLMEI.I4L6.B2X1_TCDS | BJBHT.E4L6 | BJBAP.E4L6_1 | 1605642 | UA63=BY03_1_5_1 | 1_5_A1 | RR63=BY02_A_9 | SR6=BY05_C_1_9 | SR6=BY02_2_6_3_1 | U | 1
18 | BLMES.I4L6 | Sem |  |  | BLMES.I4L6.B2X1_TCDS |  | BJBAP.E4L6_2 |  | UA63=BY03_1_5_2 | 1_5_A2 | RR63=BY02_A_10 | SR6=BY05_C_1_10 | SR6=BY02_2_6_3_2 | U | 1
19 | BLMEI.L4L6 | Ionis. |  |  | BLMEI.L4L6.B2X2_TCDS |  | BJBAP.E4L6_3 |  | UA63=BY03_1_5_3 |  |  |  |  | U | 1
20 | BLMES.L4L6 | Sem |  |  | BLMES.L4L6.B2X2_TCDS |  | BJBAP.E4L6_4 |  | UA63=BY03_1_5_4 |  |  |  |  | U | 1
[7 empty] | BJBAP.E4L6_5 |  | UA63=BY03_1_5_5 | [5 empty] | 0
[7 empty] | BJBAP.E4L6_6 |  | UA63=BY03_1_5_6 | [5 empty] | 0
[7 empty] | BJBAP.E4L6_7 |  | UA63=BY03_1_5_7 | [5 empty] | 0
[7 empty] | BJBAP.E4L6_8 |  | UA63=BY03_1_5_8 | [5 empty] | 0
21 | BLMEI.M4L6 | Ionis. | MKBV.A4L6.B1 |  | BLMEI.M4L6.B1X1_MKBV | BJBHT.F4L6 | BJBAP.F4L6_1 | 1612616 | UA63=BY03_1_6_1 | 1_6_A1 | RR63=BY02_A_11 | SR6=BY05_C_1_11 | SR6=BY02_2_6_3_3 | U | 1
22 | BLMES.M4L6 | Sem |  |  | BLMES.M4L6.B1X1_MKBV |  | BJBAP.F4L6_2 |  | UA63=BY03_1_6_2 | 1_6_A2 | RR63=BY02_A_12 | SR6=BY05_C_1_12 | SR6=BY02_2_6_3_4 | U | 1
23 | BLMEI.N4L6 | Ionis. |  |  | BLMEI.N4L6.B1X2_MKBV |  | BJBAP.F4L6_3 |  | UA63=BY03_1_6_3 |  |  |  |  | U | 1
24 | BLMES.N4L6 | Sem |  |  | BLMES.N4L6.B1X2_MKBV |  | BJBAP.F4L6_4 |  | UA63=BY03_1_6_4 |  |  |  |  | U | 1
[7 empty] | BJBAP.F4L6_5 |  | UA63=BY03_1_6_5 | [5 empty] | 0
[7 empty] | BJBAP.F4L6_6 |  | UA63=BY03_1_6_6 | [5 empty] | 0
[7 empty] | BJBAP.F4L6_7 |  | UA63=BY03_1_6_7 | [5 empty] | 0
[7 empty] | BJBAP.F4L6_8 |  | UA63=BY03_1_6_8 | [5 empty] | 0
25 | BLMEI.O4L6 | Ionis. | TCDQ.4L6.B1 |  | BLMEI.O4L6.B1X1_TCDQ | BJBHT.G4L6 | BJBAP.G4L6_1 | 1605643 | UA63=BY03_1_7_1 | 1_7_A1 | RR63=BY02_A_13 | SR6=BY05_C_2_1 | SR6=BY02_2_7_4_1 | U | 1
26 | BLMES.O4L6 | Sem |  |  | BLMES.O4L6.B1X1_TCDQ |  | BJBAP.G4L6_2 |  | UA63=BY03_1_7_2 | 1_7_A2 | RR63=BY02_A_14 | SR6=BY05_C_2_2 | SR6=BY02_2_7_4_2 | U | 1
27 | BLMEI.P4L6 | Ionis. |  |  | BLMEI.P4L6.B1X2_TCDQ |  | BJBAP.G4L6_3 |  | UA63=BY03_1_7_3 |  |  |  |  | U | 1
28 | BLMES.P4L6 | Sem |  |  | BLMES.P4L6.B1X2_TCDQ |  | BJBAP.G4L6_4 |  | UA63=BY03_1_7_4 |  |  |  |  | U | 1
29 | BLMEI.Q4L6 | Ionis. |  |  | BLMEI.Q4L6.B1X1_TCDS |  | BJBAP.G4L6_5 |  | UA63=BY03_1_7_5 |  |  |  |  | U | 1
30 | BLMES.Q4L6 | Sem |  |  | BLMES.Q4L6.B1X1_TCDS |  | BJBAP.G4L6_6 |  | UA63=BY03_1_7_6 | [5 empty] | 1
[7 empty] | BJBAP.G4L6_7 |  | UA63=BY03_1_7_7 | [5 empty] | 0
[7 empty] | BJBAP.G4L6_8 |  | UA63=BY03_1_7_8 | [5 empty] | 0
| 2005-12-07 | [6 empty] | Half octant 6 left
[9 empty] | Analog Front End | Optical link tunnel |  | Optical link surface | Digital acquisition
N. ch | Monitor | Type | Location | Pos | Logic name | HV patch | An. Patch_In | BJBAP | UA=Ra_Cr_CFC_In | Cr_CFC_Out | UA=Ra_Pa_In | SR=Ra_Pa_Sl_Out | SR=Ra_VME_Sl_DAB_In | Fonction | Status
cable
31 | BLMQI.A4L6 | Ionis. | MQY.4L6 | 753 | BLMQI.4L6.B1E3_MQY | BJBHT.H4L6 | BJBAP.H4L6_1 | 1605644 | UA63=BY03_1_8_1 | 1_8_A1 | RR63=BY02_A_15 | SR6=BY05_C_2_3 | SR6=BY02_1_4_1_1 | M | 1
32 | BLMQI.B4L6 | Ionis. |  | 503 | BLMQI.4L6.B2I1_MQY |  | BJBAP.H4L6_2 |  | UA63=BY03_1_8_2 | 1_8_A2 | RR63=BY02_A_16 | SR6=BY05_C_2_4 | SR6=BY02_1_4_1_2 | M | 1
33 | BLMQI.C4L6 | Ionis. |  | 373 | BLMQI.4L6.B1E2_MQY |  | BJBAP.H4L6_3 |  | UA63=BY03_1_8_3 |  |  |  |  | M | 1
34 | BLMQI.D4L6 | Ionis. |  | 253 | BLMQI.4L6.B2I2_MQY |  | BJBAP.H4L6_4 |  | UA63=BY03_1_8_4 |  |  |  |  | M | 1
35 | BLMQI.E4L6 | Ionis. |  | 160 | BLMQI.4L6.B1E1_MQY |  | BJBAP.H4L6_5 |  | UA63=BY03_1_8_5 |  |  |  |  | M | 1
36 | BLMQI.A5L6 | Ionis. |  | -147 | BLMQI.4L6.B2I3_MQY |  | BJBAP.H4L6_6 |  | UA63=BY03_1_8_6 |  |  |  |  | M | 1
[7 empty] | BJBAP.H4L6_7 |  | UA63=BY03_1_8_7 | [5 empty] | 0
[7 empty] | BJBAP.H4L6_8 |  | UA63=BY03_1_8_8 | [5 empty] | 0
37 | BLMEI.A5L6 | Ionis. | MKD.I5L6.B1 |  | BLMEI.A5L6.B1X1_MKD | BJBHT.A5L6 | BJBAP.A5L6_1 | 1612617 | UA63=BY03_1_9_1 | 1_9_A1 | RR63=BY02_A_17 | SR6=BY05_C_2_5 | SR6=BY02_2_7_4_3 | U | 1
38 | BLMES.A5L6 | Sem |  |  | BLMES.A5L6.B1X1_MKD |  | BJBAP.A5L6_2 |  | UA63=BY03_1_9_2 | 1_9_A2 | RR63=BY02_A_18 | SR6=BY05_C_2_6 | SR6=BY02_2_7_4_4 | U | 1
39 | BLMEI.B5L6 | Ionis. |  |  | BLMEI.B5L6.B1X2_MKD |  | BJBAP.A5L6_3 |  | UA63=BY03_1_9_3 |  |  |  |  | U | 1
40 | BLMES.B5L6 | Sem |  |  | BLMES.B5L6.B1X2_MKD |  | BJBAP.A5L6_4 |  | UA63=BY03_1_9_4 |  |  |  |  | U | 1
41 | BLMEI.C5L6 | Ionis. |  |  | BLMEI.C5L6.B1X3_MKD |  | BJBAP.A5L6_5 |  | UA63=BY03_1_9_5 |  |  |  |  | U | 1
42 | BLMES.C5L6 | Sem |  |  | BLMES.C5L6.B1X3_MKD |  | BJBAP.A5L6_6 |  | UA63=BY03_1_9_6 | [5 empty] | 1
[7 empty] | BJBAP.A5L6_7 |  | UA63=BY03_1_9_7 | [5 empty] | 0
[7 empty] | BJBAP.A5L6_8 |  | UA63=BY03_1_9_8 | [5 empty] | 0
43 | BLMQI.B5L6 | Ionis. | MQY.5L6 | 753 | BLMQI.5L6.B1E3_MQM | BJBHT.B5L6 | BJBAP.B5L6_1 | 1605645 | UA63=BY03_1_10_1 | 1_10_A1 | RR63=BY02_A_19 | SR6=BY05_C_2_7 | SR6=BY02_1_4_1_3 | M | 1
44 | BLMQI.C5L6 | Sem |  | 503 | BLMQI.5L6.B2I1_MQM |  | BJBAP.B5L6_2 |  | UA63=BY03_1_10_2 | 1_10_A2 | RR63=BY02_A_20 | SR6=BY05_C_2_8 | SR6=BY02_1_4_1_4 | M | 1
45 | BLMQI.D5L6 | Ionis. |  | 373 | BLMQI.5L6.B1E2_MQM |  | BJBAP.B5L6_3 |  | UA63=BY03_1_10_3 |  |  |  |  | M | 1
46 | BLMQI.E5L6 | Sem |  | 253 | BLMQI.5L6.B2I2_MQM |  | BJBAP.B5L6_4 |  | UA63=BY03_1_10_4 |  |  |  |  | M | 1
47 | BLMQI.F5L6 | Ionis. |  | 160 | BLMQI.5L6.B1E1_MQM |  | BJBAP.B5L6_5 |  | UA63=BY03_1_10_5 |  |  |  |  | M | 1
48 | BLMQI.A6L6 | Sem |  | -147 | BLMQI.5L6.B2I3_MQM |  | BJBAP.B5L6_6 |  | UA63=BY03_1_10_6 |  |  |  |  | M | 1
[7 empty] | BJBAP.B5L6_7 |  | UA63=BY03_1_10_7 | [5 empty] | 0
[7 empty] | BJBAP.B5L6_8 |  | UA63=BY03_1_10_8 | [5 empty] | 0
49 | BLMEI.D5L6 | Ionis. | DFBAK.5L6.B2 |  | BLMEI.D5L6.B1X1_DFBAK | BJBHT.C5L6 | BJBAP.C5L6_1 | 1605646 | UA63=BY03_2_1_1 | 2_1_A1 | RR63=BY02_A_21 | SR6=BY05_C_2_9 | SR6=BY02_2_8_5_1 | U | 1
50 | BLMES.D5L6 | Sem |  |  | BLMES.D5L6.B1X1_DFBAK |  | BJBAP.C5L6_2 |  | UA63=BY03_2_1_2 | 2_1_A2 | RR63=BY02_A_22 | SR6=BY05_C_2_10 | SR6=BY02_2_8_5_2 | U | 1
51 | BLMEI.E5L6 | Ionis. |  |  | BLMEI.E5L6.B1X2_DFBAK |  | BJBAP.C5L6_3 |  | UA63=BY03_2_1_3 |  |  |  |  | U | 1
52 | BLMES.E5L6 | Sem |  |  | BLMES.E5L6.B1X2_DFBAK |  | BJBAP.C5L6_4 |  | UA63=BY03_2_1_4 |  |  |  |  | U | 1
[9 empty] | UA63=BY03_2_1_5 |  |  |  |  | U | 0
[9 empty] | UA63=BY03_2_1_6 | [5 empty] | 0
[9 empty] | UA63=BY03_2_1_7 | [5 empty] | 0
[9 empty] | UA63=BY03_2_1_8 | [5 empty] | 0
53 | BLMQI.A8L6 | Ionis. | MQML.8L6 | 753 | BLMQI.8L6.B1E3_MQML | BJBHT.A8L6 | BJBAP.A8L6_1 | 1605647 | UA63=BY03_2_2_1 | 2_2_A1 | RR63=BY02_A_23 | SR6=BY05_C_2_11 | SR6=BY02_1_5_2_1 | M | 1
54 | BLMQI.B8L6 | Ionis. |  | 503 | BLMQI.8L6.B2I1_MQML |  | BJBAP.A8L6_2 |  | UA63=BY03_2_2_2 | 2_2_A2 | RR63=BY02_A_24 | SR6=BY05_C_2_12 | SR6=BY02_1_5_2_2 | M | 1
55 | BLMQI.C8L6 | Ionis. |  | 373 | BLMQI.8L6.B1E2_MQML |  | BJBAP.A8L6_3 |  | UA63=BY03_2_2_3 |  |  |  |  | M | 1
56 | BLMQI.D8L6 | Ionis. |  | 253 | BLMQI.8L6.B2I2_MQML |  | BJBAP.A8L6_4 |  | UA63=BY03_2_2_4 |  |  |  |  | M | 1
57 | BLMQI.E8L6 | Ionis. |  | 160 | BLMQI.8L6.B1E1_MQML |  | BJBAP.A8L6_5 |  | UA63=BY03_2_2_5 |  |  |  |  | M | 1
58 | BLMQI.A9L6 | Ionis. |  | -147 | BLMQI.8L6.B2I3_MQML |  | BJBAP.A8L6_6 |  | UA63=BY03_2_2_6 |  |  |  |  | M | 1
[9 empty] | UA63=BY03_2_2_7 | [5 empty] | 0
[9 empty] | UA63=BY03_2_2_8 | [5 empty] | 0
59 | BLMQI.B9L6 | Ionis. | MQM.9L6 | 753 | BLMQI.9L6.B1E3_MQM | BJBHT.A9L6 | BJBAP.A9L6_1 | 1605648 | UA63=BY03_2_3_1 | 2_3_A1 | RR63=BY02_B_1 | SR6=BY05_C_3_1 | SR6=BY02_1_5_2_3 | M | 1
60 | BLMQI.C9L6 | Ionis. |  | 503 | BLMQI.9L6.B2I1_MQM |  | BJBAP.A9L6_2 |  | UA63=BY03_2_3_2 | 2_3_A2 | RR63=BY02_B_2 | SR6=BY05_C_3_2 | SR6=BY02_1_5_2_4 | M | 1
61 | BLMQI.D9L6 | Ionis. |  | 373 | BLMQI.9L6.B1E2_MQM |  | BJBAP.A9L6_3 |  | UA63=BY03_2_3_3 |  |  |  |  | M | 1
62 | BLMQI.E9L6 | Ionis. |  | 253 | BLMQI.9L6.B2I2_MQM |  | BJBAP.A9L6_4 |  | UA63=BY03_2_3_4 |  |  |  |  | M | 1
63 | BLMQI.F9L6 | Ionis. |  | 160 | BLMQI.9L6.B1E1_MQM |  | BJBAP.A9L6_5 |  | UA63=BY03_2_3_5 |  |  |  |  | M | 1
64 | BLMQI.A10L6 | Ionis. |  | -147 | BLMQI.9L6.B2I3_MQM |  | BJBAP.A9L6_6 |  | UA63=BY03_2_3_6 |  |  |  |  | M | 1
[9 empty] | UA63=BY03_2_3_7 | [5 empty] | 0
[9 empty] | UA63=BY03_2_3_8 | [5 empty] | 0
65 | BLMQI.B10L6 | Ionis. | MQML.10L6 | 753 | BLMQI.10L6.B1E3_MQML | BJBHT.A10L6 | BJBAP.A10L6_1 | 1605649 | UA63=BY03_2_4_1 | 2_4_A1 | RR63=BY02_B_3 | SR6=BY05_C_3_3 | SR6=BY02_1_6_3_1 | M | 1
66 | BLMQI.C10L6 | Ionis. |  | 503 | BLMQI.10L6.B2I1_MQML |  | BJBAP.A10L6_2 |  | UA63=BY03_2_4_2 | 2_4_A2 | RR63=BY02_B_4 | SR6=BY05_C_3_4 | SR6=BY02_1_6_3_2 | M | 1
67 | BLMQI.D10L6 | Ionis. |  | 373 | BLMQI.10L6.B1E2_MQML |  | BJBAP.A10L6_3 |  | UA63=BY03_2_4_3 |  |  |  |  | M | 1
68 | BLMQI.E10L6 | Ionis. |  | 253 | BLMQI.10L6.B2I2_MQML |  | BJBAP.A10L6_4 |  | UA63=BY03_2_4_4 |  |  |  |  | M | 1
69 | BLMQI.F10L6 | Ionis. |  | 160 | BLMQI.10L6.B1E1_MQML |  | BJBAP.A10L6_5 |  | UA63=BY03_2_4_5 |  |  |  |  | M | 1
70 | BLMQI.A11L6 | Ionis. |  | -147 | BLMQI.10L6.B2I3_MQML |  | BJBAP.A10L6_6 |  | UA63=BY03_2_4_6 |  |  |  |  | M | 1
[9 empty] | UA63=BY03_2_4_7 | [5 empty] | 0
[9 empty] | UA63=BY03_2_4_8 | [5 empty] | 0
| 2005-12-07 | [6 empty] | Half octant 6 left
[9 empty] | Analog Front End | Optical link tunnel |  | Optical link surface | Digital acquisition
N. ch | Monitor | Type | Location | Pos | Logic name | HV patch | An. Patch_In | BJBAP | UA=Ra_Cr_CFC_In | Cr_CFC_Out | UA=Ra_Pa_In | SR=Ra_Pa_Sl_Out | SR=Ra_VME_Sl_DAB_In | Fonction | Status
cable
71 | BLMQI.B11L6 | Ionis. | MQ.11L6 | 753 | BLMQI.11L6.B1E3_MQ | BJBHT.A11L6 | BJBAP.A11L6_1 | 1605650 | UA63=BY03_2_5_1 | 2_5_A1 | RR63=BY02_B_5 | SR6=BY05_C_3_5 | SR6=BY02_1_6_3_3 | M | 1
72 | BLMQI.C11L6 | Ionis. |  | 503 | BLMQI.11L6.B2I1_MQ |  | BJBAP.A11L6_2 |  | UA63=BY03_2_5_2 | 2_5_A2 | RR63=BY02_B_6 | SR6=BY05_C_3_6 | SR6=BY02_1_6_3_4 | M | 1
73 | BLMQI.D11L6 | Ionis. |  | 373 | BLMQI.11L6.B1E2_MQ |  | BJBAP.A11L6_3 |  | UA63=BY03_2_5_3 |  |  |  |  | M | 1
74 | BLMQI.E11L6 | Ionis. |  | 253 | BLMQI.11L6.B2I2_MQ |  | BJBAP.A11L6_4 |  | UA63=BY03_2_5_4 |  |  |  |  | M | 1
75 | BLMQI.F11L6 | Ionis. |  | 160 | BLMQI.11L6.B1E1_MQ |  | BJBAP.A11L6_5 |  | UA63=BY03_2_5_5 |  |  |  |  | M | 1
76 | BLMQI.A12L6 | Ionis. |  | -147 | BLMQI.11L6.B2I3_MQ |  | BJBAP.A11L6_6 |  | UA63=BY03_2_5_6 |  |  |  |  | M | 1
[9 empty] | UA63=BY03_2_5_7 | [5 empty] | 0
[9 empty] | UA63=BY03_2_5_8 | [5 empty] | 0
77 |  |  | TD62.175_1 |  | BLMQI.A1TD62 |  |  |  | UA63=BY03_2_6_1 | 2_6_A1-A2 | RR63=BY02_B_7-8 | SR6=BY05_C_3_7-8 | SR6=BY02_2_8_5_3-4 | U | 1
78 |  |  | TD62.175_2 |  | BLMQI.A2TD62 |  |  |  | UA63=BY03_2_6_2 | 2_6_A1-A2 | RR63=BY02_B_7-8 | SR6=BY05_C_3_7-8 | SR6=BY02_2_8_5_3-4 | U | 1
79 |  |  | TD62.212_1 |  | BLMQI.B1TD62 |  |  |  | UA63=BY03_2_6_3 | 2_6_A1-A2 | RR63=BY02_B_7-8 | SR6=BY05_C_3_7-8 | SR6=BY02_2_8_5_3-4 | U | 1
80 |  |  | TD62.212_2 |  | BLMQI.B2TD62 |  |  |  | UA63=BY03_2_6_4 | 2_6_A1-A2 | RR63=BY02_B_7-8 | SR6=BY05_C_3_7-8 | SR6=BY02_2_8_5_3-4 | U | 1
81 |  |  | TD62.252_1 |  | BLMQI.C1TD62 |  |  |  | UA63=BY03_2_6_5 | 2_6_A1-A2 | RR63=BY02_B_7-8 | SR6=BY05_C_3_7-8 | SR6=BY02_2_8_5_3-4 | U | 1
82 |  |  | TD62.252_2 |  | BLMQI.C2TD62 |  |  |  | UA63=BY03_2_6_6 | 2_6_A1-A2 | RR63=BY02_B_7-8 | SR6=BY05_C_3_7-8 | SR6=BY02_2_8_5_3-4 | U | 1
83 |  |  | TD62.269_1 |  | BLMQI.D1TD62 |  |  |  | UA63=BY03_2_6_7 | 2_6_A1-A2 | RR63=BY02_B_7-8 | SR6=BY05_C_3_7-8 | SR6=BY02_2_8_5_3-4 | U | 1
84 |  |  | TD62.269_2 |  | BLMQI.D2TD62 |  |  |  | UA63=BY03_2_6_8 | 2_6_A1-A2 | RR63=BY02_B_7-8 | SR6=BY05_C_3_7-8 | SR6=BY02_2_8_5_3-4 | U | 1
85 |  |  | TD62.377_1 |  | BLMQI.E1TD62 |  |  |  | UA63=BY03_2_7_1 | 2_7_A1-A2 | RR63=BY02_B_9-10 | SR6=BY05_C_3_9-10 | SR6=BY02_2_9_6_1-2 | U | 1
86 |  |  | TD62.377_2 |  | BLMQI.E2TD62 |  |  |  | UA63=BY03_2_7_2 | 2_7_A1-A2 | RR63=BY02_B_9-10 | SR6=BY05_C_3_9-10 | SR6=BY02_2_9_6_1-2 | U | 1
87 |  |  | TD62.497_1 |  | BLMQI.F1TD62 |  |  |  | UA63=BY03_2_7_3 | 2_7_A1-A2 | RR63=BY02_B_9-10 | SR6=BY05_C_3_9-10 | SR6=BY02_2_9_6_1-2 | U | 1
88 |  |  | TD62.497_2 |  | BLMQI.F2TD62 |  |  |  | UA63=BY03_2_7_4 | 2_7_A1-A2 | RR63=BY02_B_9-10 | SR6=BY05_C_3_9-10 | SR6=BY02_2_9_6_1-2 | U | 1
89 |  |  | TD62.617_1 |  | BLMQI.G1TD62 |  |  |  | UA63=BY03_2_7_5 | 2_7_A1-A2 | RR63=BY02_B_9-10 | SR6=BY05_C_3_9-10 | SR6=BY02_2_9_6_1-2 | U | 1
90 |  |  | TD62.617_2 |  | BLMQI.G2TD62 |  |  |  | UA63=BY03_2_7_6 | 2_7_A1-A2 | RR63=BY02_B_9-10 | SR6=BY05_C_3_9-10 | SR6=BY02_2_9_6_1-2 | U | 1
91 |  |  | TD62.750_1 |  | BLMQI.H1TD62 |  |  |  | UA63=BY03_2_7_7 | 2_7_A1-A2 | RR63=BY02_B_9-10 | SR6=BY05_C_3_9-10 | SR6=BY02_2_9_6_1-2 | U | 1
92 |  |  | TD62.750_2 |  | BLMQI.H2TD62 |  |  |  | UA63=BY03_2_7_8 | 2_7_A1-A2 | RR63=BY02_B_9-10 | SR6=BY05_C_3_9-10 | SR6=BY02_2_9_6_1-2 | U | 1
93 | BLMQI.B12L6 | Ionis. | MQ.12L6 | 753 | BLMQI.12L6.B1E3_MQ | BJBHT.A12L6 |  |  | BYPLM.A12L6_CFC_1 | CFC_A1 | BYPLM.A12L6_7 | SR6=BY05_F_1_7 | SR6=BY02_1_7_4_1 | M | 1
94 | BLMQI.C12L6 | Ionis. |  | 503 | BLMQI.12L6.B2I1_MQ |  |  |  | BYPLM.A12L6_CFC_2 | CFC_A2 | BYPLM.A12L6_8 | SR6=BY05_F_1_8 | SR6=BY02_1_7_4_2 | M | 1
95 | BLMQI.D12L6 | Ionis. |  | 373 | BLMQI.12L6.B1E2_MQ |  |  |  | BYPLM.A12L6_CFC_3 |  |  |  |  | M | 1
96 | BLMQI.E12L6 | Ionis. |  | 253 | BLMQI.12L6.B2I2_MQ |  |  |  | BYPLM.A12L6_CFC_4 |  |  |  |  | M | 1
97 | BLMQI.F12L6 | Ionis. |  | 160 | BLMQI.12L6.B1E1_MQ |  |  |  | BYPLM.A12L6_CFC_5 |  |  |  |  | M | 1
98 | BLMQI.A13L6 | Ionis. |  | -147 | BLMQI.12L6.B2I3_MQ |  |  |  | BYPLM.A12L6_CFC_6 |  |  |  |  | M | 1
[9 empty] | BYPLM.A12L6_CFC_7 | [5 empty] | 0
[9 empty] | BYPLM.A12L6_CFC_8 | [5 empty] | 0
99 | BLMQI.B13L6 | Ionis. | MQ.13L6 | 753 | BLMQI.13L6.B1E3_MQ | BJBHT.A13L6 |  |  | BYPLM.A13L6_CFC_1 | CFC_A1 | BYPLM.A13L6_7 | SR6=BY05_F_2_7 | SR6=BY02_1_7_4_3 | M | 1
100 | BLMQI.C13L6 | Ionis. |  | 503 | BLMQI.13L6.B2I1_MQ |  |  |  | BYPLM.A13L6_CFC_2 | CFC_A2 | BYPLM.A13L6_8 | SR6=BY05_F_2_8 | SR6=BY02_1_7_4_4 | M | 1
101 | BLMQI.D13L6 | Ionis. |  | 373 | BLMQI.13L6.B1E2_MQ |  |  |  | BYPLM.A13L6_CFC_3 |  |  |  |  | M | 1
102 | BLMQI.E13L6 | Ionis. |  | 253 | BLMQI.13L6.B2I2_MQ |  |  |  | BYPLM.A13L6_CFC_4 |  |  |  |  | M | 1
103 | BLMQI.F13L6 | Ionis. |  | 160 | BLMQI.13L6.B1E1_MQ |  |  |  | BYPLM.A13L6_CFC_5 |  |  |  |  | M | 1
104 | BLMQI.A14L6 | Ionis. |  | -147 | BLMQI.13L6.B2I3_MQ |  |  |  | BYPLM.A13L6_CFC_6 |  |  |  |  | M | 1
[9 empty] | BYPLM.A13L6_CFC_7 | [5 empty] | 0
[9 empty] | BYPLM.A13L6_CFC_8 | [5 empty] | 0
105 | BLMQI.B14L6 | Ionis. | MQ.14L6 | 753 | BLMQI.14L6.B1E3_MQ | BJBHT.A14L6 |  |  | BYPLM.A14L6_CFC_1 | CFC_A1 | BYPLM.A14L6_7 | SR6=BY05_F_3_7 | SR6=BY02_1_8_5_1 | M | 1
106 | BLMQI.C14L6 | Ionis. |  | 503 | BLMQI.14L6.B2I1_MQ |  |  |  | BYPLM.A14L6_CFC_2 | CFC_A2 | BYPLM.A14L6_8 | SR6=BY05_F_3_8 | SR6=BY02_1_8_5_2 | M | 1
107 | BLMQI.D14L6 | Ionis. |  | 373 | BLMQI.14L6.B1E2_MQ |  |  |  | BYPLM.A14L6_CFC_3 |  |  |  |  | M | 1
108 | BLMQI.E14L6 | Ionis. |  | 253 | BLMQI.14L6.B2I2_MQ |  |  |  | BYPLM.A14L6_CFC_4 |  |  |  |  | M | 1
109 | BLMQI.F14L6 | Ionis. |  | 160 | BLMQI.14L6.B1E1_MQ |  |  |  | BYPLM.A14L6_CFC_5 |  |  |  |  | M | 1
110 | BLMQI.A15L6 | Ionis. |  | -147 | BLMQI.14L6.B2I3_MQ |  |  |  | BYPLM.A14L6_CFC_6 |  |  |  |  | M | 1
[9 empty] | BYPLM.A14L6_CFC_7 | [5 empty] | 0
[9 empty] | BYPLM.A14L6_CFC_8 | [5 empty] | 0
| 2005-12-07 | [6 empty] | Half octant 6 left
[9 empty] | Analog Front End | Optical link tunnel |  | Optical link surface | Digital acquisition
N. ch | Monitor | Type | Location | Pos | Logic name | HV patch | An. Patch_In | BJBAP | UA=Ra_Cr_CFC_In | Cr_CFC_Out | UA=Ra_Pa_In | SR=Ra_Pa_Sl_Out | SR=Ra_VME_Sl_DAB_In | Fonction | Status
cable
111 | BLMQI.B15L6 | Ionis. | MQ.15L6 | 753 | BLMQI.15L6.B1E3_MQ | BJBHT.A15L6 |  |  | BYPLM.A15L6_CFC_1 | CFC_A1 | BYPLM.A15L6_7 | SR6=BY05_F_4_7 | SR6=BY02_1_8_5_3 | M | 1
112 | BLMQI.C15L6 | Ionis. |  | 503 | BLMQI.15L6.B2I1_MQ |  |  |  | BYPLM.A15L6_CFC_2 | CFC_A2 | BYPLM.A15L6_8 | SR6=BY05_F_4_8 | SR6=BY02_1_8_5_4 | M | 1
113 | BLMQI.D15L6 | Ionis. |  | 373 | BLMQI.15L6.B1E2_MQ |  |  |  | BYPLM.A15L6_CFC_3 |  |  |  |  | M | 1
114 | BLMQI.E15L6 | Ionis. |  | 253 | BLMQI.15L6.B2I2_MQ |  |  |  | BYPLM.A15L6_CFC_4 |  |  |  |  | M | 1
115 | BLMQI.F15L6 | Ionis. |  | 160 | BLMQI.15L6.B1E1_MQ |  |  |  | BYPLM.A15L6_CFC_5 |  |  |  |  | M | 1
116 | BLMQI.A16L6 | Ionis. |  | -147 | BLMQI.15L6.B2I3_MQ |  |  |  | BYPLM.A15L6_CFC_6 |  |  |  |  | M | 1
[9 empty] | BYPLM.A15L6_CFC_7 | [5 empty] | 0
[9 empty] | BYPLM.A15L6_CFC_8 | [5 empty] | 0
117 | BLMQI.B16L6 | Ionis. | MQ.16L6 | 753 | BLMQI.16L6.B1E3_MQ | BJBHT.A16L6 |  |  | BYPLM.A16L6_CFC_1 | CFC_A1 | BYPLM.A16L6_7 | SR6=BY05_F_5_7 | SR6=BY02_1_9_6_1 | M | 1
118 | BLMQI.C16L6 | Ionis. |  | 503 | BLMQI.16L6.B2I1_MQ |  |  |  | BYPLM.A16L6_CFC_2 | CFC_A2 | BYPLM.A16L6_8 | SR6=BY05_F_5_8 | SR6=BY02_1_9_6_2 | M | 1
119 | BLMQI.D16L6 | Ionis. |  | 373 | BLMQI.16L6.B1E2_MQ |  |  |  | BYPLM.A16L6_CFC_3 |  |  |  |  | M | 1
120 | BLMQI.E16L6 | Ionis. |  | 253 | BLMQI.16L6.B2I2_MQ |  |  |  | BYPLM.A16L6_CFC_4 |  |  |  |  | M | 1
121 | BLMQI.F16L6 | Ionis. |  | 160 | BLMQI.16L6.B1E1_MQ |  |  |  | BYPLM.A16L6_CFC_5 |  |  |  |  | M | 1
122 | BLMQI.A17L6 | Ionis. |  | -147 | BLMQI.16L6.B2I3_MQ |  |  |  | BYPLM.A16L6_CFC_6 |  |  |  |  | M | 1
[9 empty] | BYPLM.A16L6_CFC_7 | [5 empty] | 0
[9 empty] | BYPLM.A16L6_CFC_8 | [5 empty] | 0
123 | BLMQI.B17L6 | Ionis. | MQ.17L6 | 753 | BLMQI.17L6.B1E3_MQ | BJBHT.A17L6 |  |  | BYPLM.A17L6_CFC_1 | CFC_A1 | BYPLM.A17L6_7 | SR6=BY05_G_1_7 | SR6=BY02_1_9_6_3 | M | 1
124 | BLMQI.C17L6 | Ionis. |  | 503 | BLMQI.17L6.B2I1_MQ |  |  |  | BYPLM.A17L6_CFC_2 | CFC_A2 | BYPLM.A17L6_8 | SR6=BY05_G_1_8 | SR6=BY02_1_9_6_4 | M | 1
125 | BLMQI.D17L6 | Ionis. |  | 373 | BLMQI.17L6.B1E2_MQ |  |  |  | BYPLM.A17L6_CFC_3 |  |  |  |  | M | 1
126 | BLMQI.E17L6 | Ionis. |  | 253 | BLMQI.17L6.B2I2_MQ |  |  |  | BYPLM.A17L6_CFC_4 |  |  |  |  | M | 1
127 | BLMQI.F17L6 | Ionis. |  | 160 | BLMQI.17L6.B1E1_MQ |  |  |  | BYPLM.A17L6_CFC_5 |  |  |  |  | M | 1
128 | BLMQI.A18L6 | Ionis. |  | -147 | BLMQI.17L6.B2I3_MQ |  |  |  | BYPLM.A17L6_CFC_6 |  |  |  |  | M | 1
[9 empty] | BYPLM.A17L6_CFC_7 | [5 empty] | 0
[9 empty] | BYPLM.A17L6_CFC_8 | [5 empty] | 0
129 | BLMQI.B18L6 | Ionis. | MQ.18L6 | 753 | BLMQI.18L6.B1E3_MQ | BJBHT.A18L6 |  |  | BYPLM.A18L6_CFC_1 | CFC_A1 | BYPLM.A18L6_7 | SR6=BY05_G_2_7 | SR6=BY02_1_10_7_1 | M | 1
130 | BLMQI.C18L6 | Ionis. |  | 503 | BLMQI.18L6.B2I1_MQ |  |  |  | BYPLM.A18L6_CFC_2 | CFC_A2 | BYPLM.A18L6_8 | SR6=BY05_G_2_8 | SR6=BY02_1_10_7_2 | M | 1
131 | BLMQI.D18L6 | Ionis. |  | 373 | BLMQI.18L6.B1E2_MQ |  |  |  | BYPLM.A18L6_CFC_3 |  |  |  |  | M | 1
132 | BLMQI.E18L6 | Ionis. |  | 253 | BLMQI.18L6.B2I2_MQ |  |  |  | BYPLM.A18L6_CFC_4 |  |  |  |  | M | 1
133 | BLMQI.F18L6 | Ionis. |  | 160 | BLMQI.18L6.B1E1_MQ |  |  |  | BYPLM.A18L6_CFC_5 |  |  |  |  | M | 1
134 | BLMQI.A19L6 | Ionis. |  | -147 | BLMQI.18L6.B2I3_MQ |  |  |  | BYPLM.A18L6_CFC_6 |  |  |  |  | M | 1
[9 empty] | BYPLM.A18L6_CFC_7 | [5 empty] | 0
[9 empty] | BYPLM.A18L6_CFC_8 | [5 empty] | 0
135 | BLMQI.B19L6 | Ionis. | MQ.19L6 | 753 | BLMQI.19L6.B1E3_MQ | BJBHT.A19L6 |  |  | BYPLM.A19L6_CFC_1 | CFC_A1 | BYPLM.A19L6_7 | SR6=BY05_G_3_7 | SR6=BY02_1_10_7_3 | M | 1
136 | BLMQI.C19L6 | Ionis. |  | 503 | BLMQI.19L6.B2I1_MQ |  |  |  | BYPLM.A19L6_CFC_2 | CFC_A2 | BYPLM.A19L6_8 | SR6=BY05_G_3_8 | SR6=BY02_1_10_7_4 | M | 1
137 | BLMQI.D19L6 | Ionis. |  | 373 | BLMQI.19L6.B1E2_MQ |  |  |  | BYPLM.A19L6_CFC_3 |  |  |  |  | M | 1
138 | BLMQI.E19L6 | Ionis. |  | 253 | BLMQI.19L6.B2I2_MQ |  |  |  | BYPLM.A19L6_CFC_4 |  |  |  |  | M | 1
139 | BLMQI.F19L6 | Ionis. |  | 160 | BLMQI.19L6.B1E1_MQ |  |  |  | BYPLM.A19L6_CFC_5 |  |  |  |  | M | 1
140 | BLMQI.A20L6 | Ionis. |  | -147 | BLMQI.19L6.B2I3_MQ |  |  |  | BYPLM.A19L6_CFC_6 |  |  |  |  | M | 1
[9 empty] | BYPLM.A19L6_CFC_7 | [5 empty] | 0
[9 empty] | BYPLM.A19L6_CFC_8 | [5 empty] | 0
141 | BLMQI.B20L6 | Ionis. | MQ.20L6 | 753 | BLMQI.20L6.B1E3_MQ | BJBHT.A20L6 |  |  | BYPLM.A20L6_CFC_1 | CFC_A1 | BYPLM.A20L6_7 | SR6=BY05_G_4_7 | SR6=BY02_1_11_8_1 | M | 1
142 | BLMQI.C20L6 | Ionis. |  | 503 | BLMQI.20L6.B2I1_MQ |  |  |  | BYPLM.A20L6_CFC_2 | CFC_A2 | BYPLM.A20L6_8 | SR6=BY05_G_4_8 | SR6=BY02_1_11_8_2 | M | 1
143 | BLMQI.D20L6 | Ionis. |  | 373 | BLMQI.20L6.B1E2_MQ |  |  |  | BYPLM.A20L6_CFC_3 |  |  |  |  | M | 1
144 | BLMQI.E20L6 | Ionis. |  | 253 | BLMQI.20L6.B2I2_MQ |  |  |  | BYPLM.A20L6_CFC_4 |  |  |  |  | M | 1
145 | BLMQI.F20L6 | Ionis. |  | 160 | BLMQI.20L6.B1E1_MQ |  |  |  | BYPLM.A20L6_CFC_5 |  |  |  |  | M | 1
146 | BLMQI.A21L6 | Ionis. |  | -147 | BLMQI.20L6.B2I3_MQ |  |  |  | BYPLM.A20L6_CFC_6 |  |  |  |  | M | 1
[9 empty] | BYPLM.A20L6_CFC_7 | [5 empty] | 0
[9 empty] | BYPLM.A20L6_CFC_8 | [5 empty] | 0
147 | BLMQI.B21L6 | Ionis. | MQ.21L6 | 753 | BLMQI.21L6.B1E3_MQ | BJBHT.A21L6 |  |  | BYPLM.A21L6_CFC_1 | CFC_A1 | BYPLM.A21L6_7 | SR6=BY05_G_5_7 | SR6=BY02_1_11_8_3 | M | 1
148 | BLMQI.C21L6 | Ionis. |  | 503 | BLMQI.21L6.B2I1_MQ |  |  |  | BYPLM.A21L6_CFC_2 | CFC_A2 | BYPLM.A21L6_8 | SR6=BY05_G_5_8 | SR6=BY02_1_11_8_4 | M | 1
149 | BLMQI.D21L6 | Ionis. |  | 373 | BLMQI.21L6.B1E2_MQ |  |  |  | BYPLM.A21L6_CFC_3 |  |  |  |  | M | 1
150 | BLMQI.E21L6 | Ionis. |  | 253 | BLMQI.21L6.B2I2_MQ |  |  |  | BYPLM.A21L6_CFC_4 |  |  |  |  | M | 1
151 | BLMQI.F21L6 | Ionis. |  | 160 | BLMQI.21L6.B1E1_MQ |  |  |  | BYPLM.A21L6_CFC_5 |  |  |  |  | M | 1
152 | BLMQI.A22L6 | Ionis. |  | -147 | BLMQI.21L6.B2I3_MQ |  |  |  | BYPLM.A21L6_CFC_6 |  |  |  |  | M | 1
[9 empty] | BYPLM.A21L6_CFC_7 | [5 empty] | 0
[9 empty] | BYPLM.A21L6_CFC_8 | [5 empty] | 0
| 2005-12-07 | [6 empty] | Half octant 6 left
[9 empty] | Analog Front End | Optical link tunnel |  | Optical link surface | Digital acquisition
N. ch | Monitor | Type | Location | Pos | Logic name | HV patch | An. Patch_In | BJBAP | UA=Ra_Cr_CFC_In | Cr_CFC_Out | UA=Ra_Pa_In | SR=Ra_Pa_Sl_Out | SR=Ra_VME_Sl_DAB_In | Fonction | Status
cable
153 | BLMQI.B22L6 | Ionis. | MQ.22L6 | 753 | BLMQI.22L6.B1E3_MQ | BJBHT.A22L6 |  |  | BYPLM.A22L6_CFC_1 | CFC_A1 | BYPLM.A22L6_7 | SR6=BY05_G_6_7 | SR6=BY02_1_13_9_1 | M | 1
154 | BLMQI.C22L6 | Ionis. |  | 503 | BLMQI.22L6.B2I1_MQ |  |  |  | BYPLM.A22L6_CFC_2 | CFC_A2 | BYPLM.A22L6_8 | SR6=BY05_G_6_8 | SR6=BY02_1_13_9_2 | M | 1
155 | BLMQI.D22L6 | Ionis. |  | 373 | BLMQI.22L6.B1E2_MQ |  |  |  | BYPLM.A22L6_CFC_3 |  |  |  |  | M | 1
156 | BLMQI.E22L6 | Ionis. |  | 253 | BLMQI.22L6.B2I2_MQ |  |  |  | BYPLM.A22L6_CFC_4 |  |  |  |  | M | 1
157 | BLMQI.F22L6 | Ionis. |  | 160 | BLMQI.22L6.B1E1_MQ |  |  |  | BYPLM.A22L6_CFC_5 |  |  |  |  | M | 1
158 | BLMQI.A23L6 | Ionis. |  | -147 | BLMQI.22L6.B2I3_MQ |  |  |  | BYPLM.A22L6_CFC_6 |  |  |  |  | M | 1
[9 empty] | BYPLM.A22L6_CFC_7 | [5 empty] | 0
[9 empty] | BYPLM.A22L6_CFC_8 | [5 empty] | 0
159 | BLMQI.B23L6 | Ionis. | MQ.23L6 | 753 | BLMQI.23L6.B1E3_MQ | BJBHT.A23L6 |  |  | BYPLM.A23L6_CFC_1 | CFC_A1 | BYPLM.A23L6_7 | SR6=BY05_H_1_7 | SR6=BY02_1_13_9_3 | M | 1
160 | BLMQI.C23L6 | Ionis. |  | 503 | BLMQI.23L6.B2I1_MQ |  |  |  | BYPLM.A23L6_CFC_2 | CFC_A2 | BYPLM.A23L6_8 | SR6=BY05_H_1_8 | SR6=BY02_1_13_9_4 | M | 1
161 | BLMQI.D23L6 | Ionis. |  | 373 | BLMQI.23L6.B1E2_MQ |  |  |  | BYPLM.A23L6_CFC_3 |  |  |  |  | M | 1
162 | BLMQI.E23L6 | Ionis. |  | 253 | BLMQI.23L6.B2I2_MQ |  |  |  | BYPLM.A23L6_CFC_4 |  |  |  |  | M | 1
163 | BLMQI.F23L6 | Ionis. |  | 160 | BLMQI.23L6.B1E1_MQ |  |  |  | BYPLM.A23L6_CFC_5 |  |  |  |  | M | 1
164 | BLMQI.A23L6 | Ionis. |  | -147 | BLMQI.23L6.B2I3_MQ |  |  |  | BYPLM.A23L6_CFC_6 |  |  |  |  | M | 1
[9 empty] | BYPLM.A23L6_CFC_7 | [5 empty] | 0
[9 empty] | BYPLM.A23L6_CFC_8 | [5 empty] | 0
165 | BLMQI.B24L6 | Ionis. | MQ.24L6 | 753 | BLMQI.24L6.B1E3_MQ | BJBHT.A24L6 |  |  | BYPLM.A24L6_CFC_1 | CFC_A1 | BYPLM.A24L6_7 | SR6=BY05_H_2_7 | SR6=BY02_1_14_10_1 | M | 1
166 | BLMQI.C24L6 | Ionis. |  | 503 | BLMQI.24L6.B2I1_MQ |  |  |  | BYPLM.A24L6_CFC_2 | CFC_A2 | BYPLM.A24L6_8 | SR6=BY05_H_2_8 | SR6=BY02_1_14_10_2 | M | 1
167 | BLMQI.D24L6 | Ionis. |  | 373 | BLMQI.24L6.B1E2_MQ |  |  |  | BYPLM.A24L6_CFC_3 |  |  |  |  | M | 1
168 | BLMQI.E24L6 | Ionis. |  | 253 | BLMQI.24L6.B2I2_MQ |  |  |  | BYPLM.A24L6_CFC_4 |  |  |  |  | M | 1
169 | BLMQI.F24L6 | Ionis. |  | 160 | BLMQI.24L6.B1E1_MQ |  |  |  | BYPLM.A24L6_CFC_5 |  |  |  |  | M | 1
170 | BLMQI.A25L6 | Ionis. |  | -147 | BLMQI.24L6.B2I3_MQ |  |  |  | BYPLM.A24L6_CFC_6 |  |  |  |  | M | 1
[9 empty] | BYPLM.A24L6_CFC_7 | [5 empty] | 0
[9 empty] | BYPLM.A24L6_CFC_8 | [5 empty] | 0
171 | BLMQI.B25L6 | Ionis. | MQ.25L6 | 753 | BLMQI.25L6.B1E3_MQ | BJBHT.A25L6 |  |  | BYPLM.A25L6_CFC_1 | CFC_A1 | BYPLM.A25L6_7 | SR6=BY05_H_3_7 | SR6=BY02_1_14_10_3 | M | 1
172 | BLMQI.C25L6 | Ionis. |  | 503 | BLMQI.25L6.B2I1_MQ |  |  |  | BYPLM.A25L6_CFC_2 | CFC_A2 | BYPLM.A25L6_8 | SR6=BY05_H_3_8 | SR6=BY02_1_14_10_4 | M | 1
173 | BLMQI.D25L6 | Ionis. |  | 373 | BLMQI.25L6.B1E2_MQ |  |  |  | BYPLM.A25L6_CFC_3 |  |  |  |  | M | 1
174 | BLMQI.E25L6 | Ionis. |  | 253 | BLMQI.25L6.B2I2_MQ |  |  |  | BYPLM.A25L6_CFC_4 |  |  |  |  | M | 1
175 | BLMQI.F25L6 | Ionis. |  | 160 | BLMQI.25L6.B1E1_MQ |  |  |  | BYPLM.A25L6_CFC_5 |  |  |  |  | M | 1
176 | BLMQI.A26L6 | Ionis. |  | -147 | BLMQI.25L6.B2I3_MQ |  |  |  | BYPLM.A25L6_CFC_6 |  |  |  |  | M | 1
[9 empty] | BYPLM.A25L6_CFC_7 | [5 empty] | 0
[9 empty] | BYPLM.A25L6_CFC_8 | [5 empty] | 0
177 | BLMQI.B26L6 | Ionis. | MQ.26L6 | 753 | BLMQI.26L6.B1E3_MQ | BJBHT.A26L6 |  |  | BYPLM.A26L6_CFC_1 | CFC_A1 | BYPLM.A26L6_7 | SR6=BY05_H_4_7 | SR6=BY02_1_15_11_1 | M | 1
178 | BLMQI.C26L6 | Ionis. |  | 503 | BLMQI.26L6.B2I1_MQ |  |  |  | BYPLM.A26L6_CFC_2 | CFC_A2 | BYPLM.A26L6_8 | SR6=BY05_H_4_8 | SR6=BY02_1_15_11_2 | M | 1
179 | BLMQI.D26L6 | Ionis. |  | 373 | BLMQI.26L6.B1E2_MQ |  |  |  | BYPLM.A26L6_CFC_3 |  |  |  |  | M | 1
180 | BLMQI.E26L6 | Ionis. |  | 253 | BLMQI.26L6.B2I2_MQ |  |  |  | BYPLM.A26L6_CFC_4 |  |  |  |  | M | 1
181 | BLMQI.F26L6 | Ionis. |  | 160 | BLMQI.26L6.B1E1_MQ |  |  |  | BYPLM.A26L6_CFC_5 |  |  |  |  | M | 1
182 | BLMQI.A27L6 | Ionis. |  | -147 | BLMQI.26L6.B2I3_MQ |  |  |  | BYPLM.A26L6_CFC_6 |  |  |  |  | M | 1
[9 empty] | BYPLM.A26L6_CFC_7 | [5 empty] | 0
[9 empty] | BYPLM.A26L6_CFC_8 | [5 empty] | 0
183 | BLMQI.B27L6 | Ionis. | MQ.27L6 | 753 | BLMQI.27L6.B1E3_MQ | BJBHT.A27L6 |  |  | BYPLM.A27L6_CFC_1 | CFC_A1 | BYPLM.A27L6_7 | SR6=BY05_H_5_7 | SR6=BY02_1_15_11_3 | M | 1
184 | BLMQI.C27L6 | Ionis. |  | 503 | BLMQI.27L6.B2I1_MQ |  |  |  | BYPLM.A27L6_CFC_2 | CFC_A2 | BYPLM.A27L6_8 | SR6=BY05_H_5_8 | SR6=BY02_1_15_11_4 | M | 1
185 | BLMQI.D27L6 | Ionis. |  | 373 | BLMQI.27L6.B1E2_MQ |  |  |  | BYPLM.A27L6_CFC_3 |  |  |  |  | M | 1
186 | BLMQI.E27L6 | Ionis. |  | 253 | BLMQI.27L6.B2I2_MQ |  |  |  | BYPLM.A27L6_CFC_4 |  |  |  |  | M | 1
187 | BLMQI.F27L6 | Ionis. |  | 160 | BLMQI.27L6.B1E1_MQ |  |  |  | BYPLM.A27L6_CFC_5 |  |  |  |  | M | 1
188 | BLMQI.A28L6 | Ionis. |  | -147 | BLMQI.27L6.B2I3_MQ |  |  |  | BYPLM.A27L6_CFC_6 |  |  |  |  | M | 1
[9 empty] | BYPLM.A27L6_CFC_7 | [5 empty] | 0
[9 empty] | BYPLM.A27L6_CFC_8 | [5 empty] | 0
189 | BLMQI.B28L6 | Ionis. | MQ.28L6 | 753 | BLMQI.28L6.B1E3_MQ | BJBHT.A28L6 |  |  | BYPLM.A28L6_CFC_1 | CFC_A1 | BYPLM.A28L6_7 | SR6=BY05_H_6_7 | SR6=BY02_1_16_12_1 | M | 1
190 | BLMQI.C28L6 | Ionis. |  | 503 | BLMQI.28L6.B2I1_MQ |  |  |  | BYPLM.A28L6_CFC_2 | CFC_A2 | BYPLM.A28L6_8 | SR6=BY05_H_6_8 | SR6=BY02_1_16_12_2 | M | 1
191 | BLMQI.D28L6 | Ionis. |  | 373 | BLMQI.28L6.B1E2_MQ |  |  |  | BYPLM.A28L6_CFC_3 |  |  |  |  | M | 1
192 | BLMQI.E28L6 | Ionis. |  | 253 | BLMQI.28L6.B2I2_MQ |  |  |  | BYPLM.A28L6_CFC_4 |  |  |  |  | M | 1
193 | BLMQI.F28L6 | Ionis. |  | 160 | BLMQI.28L6.B1E1_MQ |  |  |  | BYPLM.A28L6_CFC_5 |  |  |  |  | M | 1
194 | BLMQI.A29L6 | Ionis. |  | -147 | BLMQI.28L6.B2I3_MQ |  |  |  | BYPLM.A28L6_CFC_6 |  |  |  |  | M | 1
[9 empty] | BYPLM.A28L6_CFC_7 | [5 empty] | 0
[9 empty] | BYPLM.A28L6_CFC_8 | [5 empty] | 0
| 2005-12-07 | [6 empty] | Half octant 6 left
[9 empty] | Analog Front End | Optical link tunnel |  | Optical link surface | Digital acquisition
N. ch | Monitor | Type | Location | Pos | Logic name | HV patch | An. Patch_In | BJBAP | UA=Ra_Cr_CFC_In | Cr_CFC_Out | UA=Ra_Pa_In | SR=Ra_Pa_Sl_Out | SR=Ra_VME_Sl_DAB_In | Fonction | Status
cable
195 | BLMQI.B29L6 | Ionis. | MQ.29L6 | 753 | BLMQI.29L6.B1E3_MQ | BJBHT.A29L6 |  |  | BYPLM.A29L6_CFC_1 | CFC_A1 | BYPLM.A29L6_7 | SR6=BY05_I_1_7 | SR6=BY02_1_16_12_3 | M | 1
196 | BLMQI.C29L6 | Ionis. |  | 503 | BLMQI.29L6.B2I1_MQ |  |  |  | BYPLM.A29L6_CFC_2 | CFC_A2 | BYPLM.A29L6_8 | SR6=BY05_I_1_8 | SR6=BY02_1_16_12_4 | M | 1
197 | BLMQI.D29L6 | Ionis. |  | 373 | BLMQI.29L6.B1E2_MQ |  |  |  | BYPLM.A29L6_CFC_3 |  |  |  |  | M | 1
198 | BLMQI.E29L6 | Ionis. |  | 253 | BLMQI.29L6.B2I2_MQ |  |  |  | BYPLM.A29L6_CFC_4 |  |  |  |  | M | 1
199 | BLMQI.F29L6 | Ionis. |  | 160 | BLMQI.29L6.B1E1_MQ |  |  |  | BYPLM.A29L6_CFC_5 |  |  |  |  | M | 1
200 | BLMQI.A30L6 | Ionis. |  | -147 | BLMQI.29L6.B2I3_MQ |  |  |  | BYPLM.A29L6_CFC_6 |  |  |  |  | M | 1
[9 empty] | BYPLM.A29L6_CFC_7 | [5 empty] | 0
[9 empty] | BYPLM.A29L6_CFC_8 | [5 empty] | 0
201 | BLMQI.B30L6 | Ionis. | MQ.30L6 | 753 | BLMQI.30L6.B1E3_MQ | BJBHT.A30L6 |  |  | BYPLM.A30L6_CFC_1 | CFC_A1 | BYPLM.A30L6_7 | SR6=BY05_I_2_7 | SR6=BY02_1_17_13_1 | M | 1
202 | BLMQI.C30L6 | Ionis. |  | 503 | BLMQI.30L6.B2I1_MQ |  |  |  | BYPLM.A30L6_CFC_2 | CFC_A2 | BYPLM.A30L6_8 | SR6=BY05_I_2_8 | SR6=BY02_1_17_13_2 | M | 1
253 | BLMQI.D30L6 | Ionis. |  | 373 | BLMQI.30L6.B1E2_MQ |  |  |  | BYPLM.A30L6_CFC_3 |  |  |  |  | M | 1
204 | BLMQI.E30L6 | Ionis. |  | 253 | BLMQI.30L6.B2I2_MQ |  |  |  | BYPLM.A30L6_CFC_4 |  |  |  |  | M | 1
205 | BLMQI.F30L6 | Ionis. |  | 160 | BLMQI.30L6.B1E1_MQ |  |  |  | BYPLM.A30L6_CFC_5 |  |  |  |  | M | 1
206 | BLMQI.A31L6 | Ionis. |  | -147 | BLMQI.30L6.B2I3_MQ |  |  |  | BYPLM.A30L6_CFC_6 |  |  |  |  | M | 1
[9 empty] | BYPLM.A30L6_CFC_7 | [5 empty] | 0
[9 empty] | BYPLM.A30L6_CFC_8 | [5 empty] | 0
207 | BLMQI.B31L6 | Ionis. | MQ.31L6 | 753 | BLMQI.31L6.B1E3_MQ | BJBHT.A31L6 |  |  | BYPLM.A31L6_CFC_1 | CFC_A1 | BYPLM.A31L6_7 | SR6=BY05_I_3_7 | SR6=BY02_1_17_13_3 | M | 1
208 | BLMQI.C31L6 | Ionis. |  | 503 | BLMQI.31L6.B2I1_MQ |  |  |  | BYPLM.A31L6_CFC_2 | CFC_A2 | BYPLM.A31L6_8 | SR6=BY05_I_3_8 | SR6=BY02_1_17_13_4 | M | 1
209 | BLMQI.D31L6 | Ionis. |  | 373 | BLMQI.31L6.B1E2_MQ |  |  |  | BYPLM.A31L6_CFC_3 |  |  |  |  | M | 1
210 | BLMQI.E31L6 | Ionis. |  | 253 | BLMQI.31L6.B2I2_MQ |  |  |  | BYPLM.A31L6_CFC_4 |  |  |  |  | M | 1
211 | BLMQI.F31L6 | Ionis. |  | 160 | BLMQI.31L6.B1E1_MQ |  |  |  | BYPLM.A31L6_CFC_5 |  |  |  |  | M | 1
212 | BLMQI.A32L6 | Ionis. |  | -147 | BLMQI.31L6.B2I3_MQ |  |  |  | BYPLM.A31L6_CFC_6 |  |  |  |  | M | 1
[9 empty] | BYPLM.A31L6_CFC_7 | [5 empty] | 0
[9 empty] | BYPLM.A31L6_CFC_8 | [5 empty] | 0
213 | BLMQI.B32L6 | Ionis. | MQ.32L6 | 753 | BLMQI.32L6.B1E3_MQ | BJBHT.A32L6 |  |  | BYPLM.A32L6_CFC_1 | CFC_A1 | BYPLM.A32L6_7 | SR6=BY05_I_4_7 | SR6=BY02_1_18_14_1 | M | 1
214 | BLMQI.C32L6 | Ionis. |  | 503 | BLMQI.32L6.B2I1_MQ |  |  |  | BYPLM.A32L6_CFC_2 | CFC_A2 | BYPLM.A32L6_8 | SR6=BY05_I_4_8 | SR6=BY02_1_18_14_2 | M | 1
215 | BLMQI.D32L6 | Ionis. |  | 373 | BLMQI.32L6.B1E2_MQ |  |  |  | BYPLM.A32L6_CFC_3 |  |  |  |  | M | 1
216 | BLMQI.E32L6 | Ionis. |  | 253 | BLMQI.32L6.B2I2_MQ |  |  |  | BYPLM.A32L6_CFC_4 |  |  |  |  | M | 1
217 | BLMQI.F32L6 | Ionis. |  | 160 | BLMQI.32L6.B1E1_MQ |  |  |  | BYPLM.A32L6_CFC_5 |  |  |  |  | M | 1
218 | BLMQI.A33L6 | Ionis. |  | -147 | BLMQI.32L6.B2I3_MQ |  |  |  | BYPLM.A32L6_CFC_6 |  |  |  |  | M | 1
[9 empty] | BYPLM.A32L6_CFC_7 | [5 empty] | 0
[9 empty] | BYPLM.A32L6_CFC_8 | [5 empty] | 0
219 | BLMQI.B33L6 | Ionis. | MQ.33L6 | 753 | BLMQI.33L6.B1E3_MQ | BJBHT.A33L6 |  |  | BYPLM.A33L6_CFC_1 | CFC_A1 | BYPLM.A33L6_7 | SR6=BY05_I_5_7 | SR6=BY02_1_18_14_3 | M | 1
220 | BLMQI.C33L6 | Ionis. |  | 503 | BLMQI.33L6.B2I1_MQ |  |  |  | BYPLM.A33L6_CFC_2 | CFC_A2 | BYPLM.A33L6_8 | SR6=BY05_I_5_8 | SR6=BY02_1_18_14_4 | M | 1
221 | BLMQI.D33L6 | Ionis. |  | 373 | BLMQI.33L6.B1E2_MQ |  |  |  | BYPLM.A33L6_CFC_3 |  |  |  |  | M | 1
222 | BLMQI.E33L6 | Ionis. |  | 253 | BLMQI.33L6.B2I2_MQ |  |  |  | BYPLM.A33L6_CFC_4 |  |  |  |  | M | 1
223 | BLMQI.F33L6 | Ionis. |  | 160 | BLMQI.33L6.B1E1_MQ |  |  |  | BYPLM.A33L6_CFC_5 |  |  |  |  | M | 1
224 | BLMQI.A34R5 | Ionis. |  | -147 | BLMQI.33L6.B2I3_MQ |  |  |  | BYPLM.A33L6_CFC_6 |  |  |  |  | M | 1
[9 empty] | BYPLM.A33L6_CFC_7 | [5 empty] | 0
[9 empty] | BYPLM.A33L6_CFC_8 | [5 empty] | 0

## Right_new (2)
| 2005-12-07 | [6 empty] | Half octant 6 right
[9 empty] | Analog Front End | Optical link tunnel |  | Optical link surface | Digital acquisition
N. ch | Monitor | Type | Location | Pos | Logic name | HV patch | An. Patch_In | BJBAP | UA=Ra_Cr_CFC_In | Cr_CFC_Out | UA=Ra_Pa_In | SR=Ra_Pa_Sl_Out | SR=Ra_VME_Sl_DAB_In | Fonction | Status
cable
1 | BLMEI.A4R6 | Ionis. | MSDB.A4R6.B1 |  | BLMEI.A4R6.B1X1_MSDB | BJBHT.A4R6 | BJBAP.A4R6_1 | 1605651 | UA67=BY03_1_1_1 | 1_1_A1 | RR67=BY02_A_1 | SR6=BY05_C_12_1 | SR6=BY02_2_13_9_1 | U | 1
2 | BLMES.A4R6 | Sem |  |  | BLMES.A4R6.B1X1_MSDB |  | BJBAP.A4R6_2 |  | UA67=BY03_1_1_2 | 1_1_A2 | RR67=BY02_A_2 | SR6=BY05_C_12_2 | SR6=BY02_2_13_9_2 | U | 1
3 | BLMEI.B4R6 | Ionis. | MSDB.A4R6.B2 |  | BLMEI.B4R6.B2X1_MSDB |  | BJBAP.A4R6_3 |  | UA67=BY03_1_1_3 |  |  |  |  | U | 1
4 | BLMES.B4R6 | Sem |  |  | BLMES.B4R6.B2X1_MSDB |  | BJBAP.A4R6_4 |  | UA67=BY03_1_1_4 |  |  |  |  | U | 1
[7 empty] | BJBAP.A4R6_5 |  | UA67=BY03_1_1_5 | [5 empty] | 0
[7 empty] | BJBAP.A4R6_6 |  | UA67=BY03_1_1_6 | [5 empty] | 0
[7 empty] | BJBAP.A4R6_7 |  | UA67=BY03_1_1_7 | [5 empty] | 0
[7 empty] | BJBAP.A4R6_8 |  | UA67=BY03_1_1_8 | [5 empty] | 0
5 | BLMEI.C4R6 | Ionis. | MSDB.B4R6.B1 |  | BLMEI.C4R6.B1X1_MSDB | BJBHT.B4R6 | BJBAP.B4R6_1 | 1605652 | UA67=BY03_1_2_1 | 1_2_A1 | RR67=BY02_A_3 | SR6=BY05_C_12_3 | SR6=BY02_2_13_9_3 | U | 1
6 | BLMES.C4R6 | Sem |  |  | BLMES.C4R6.B1X1_MSDB |  | BJBAP.B4R6_2 |  | UA67=BY03_1_2_2 | 1_2_A2 | RR67=BY02_A_4 | SR6=BY05_C_12_4 | SR6=BY02_2_13_9_4 | U | 1
7 | BLMEI.D4R6 | Ionis. | MSDB.B4R6.B2 |  | BLMEI.D4R6.B2X1_MSDB |  | BJBAP.B4R6_3 |  | UA67=BY03_1_2_3 |  |  |  |  | U | 1
8 | BLMES.D4R6 | Sem |  |  | BLMES.D4R6.B2X1_MSDB |  | BJBAP.B4R6_4 |  | UA67=BY03_1_2_4 |  |  |  |  | U | 1
[7 empty] | BJBAP.B4R6_5 |  | UA67=BY03_1_2_5 | [5 empty] | 0
[7 empty] | BJBAP.B4R6_6 |  | UA67=BY03_1_2_6 | [5 empty] | 0
[7 empty] | BJBAP.B4R6_7 |  | UA67=BY03_1_2_7 | [5 empty] | 0
[7 empty] | BJBAP.B4R6_8 |  | UA67=BY03_1_2_8 | [5 empty] | 0
9 | BLMEI.E4R6 | Ionis. | MSDA.B4R6.B1 |  | BLMEI.E4R6.B1X1_MSDA | BJBHT.C4R6 | BJBAP.C4R6_1 | 1605653 | UA67=BY03_1_3_1 | 1_3_A1 | RR67=BY02_A_5 | SR6=BY05_C_12_5 | SR6=BY02_2_14_10_1 | U | 1
10 | BLMES.E4R6 | Sem |  |  | BLMES.E4R6.B1X1_MSDA |  | BJBAP.C4R6_2 |  | UA67=BY03_1_3_2 | 1_3_A2 | RR67=BY02_A_6 | SR6=BY05_C_12_6 | SR6=BY02_2_14_10_2 | U | 1
11 | BLMEI.F4R6 | Ionis. | MSDA.B4R6.B2 |  | BLMEI.F4R6.B2X1_MSDA |  | BJBAP.C4R6_3 |  | UA67=BY03_1_3_3 |  |  |  |  | U | 1
12 | BLMES.F4R6 | Sem |  |  | BLMES.F4R6.B2X1_MSDA |  | BJBAP.C4R6_4 |  | UA67=BY03_1_3_4 |  |  |  |  | U | 1
[7 empty] | BJBAP.C4R6_5 |  | UA67=BY03_1_3_5 | [5 empty] | 0
[7 empty] | BJBAP.C4R6_6 |  | UA67=BY03_1_3_6 | [5 empty] | 0
[7 empty] | BJBAP.C4R6_7 |  | UA67=BY03_1_3_7 | [5 empty] | 0
[7 empty] | BJBAP.C4R6_8 |  | UA67=BY03_1_3_8 | [5 empty] | 0
13 | BLMEI.G4R6 | Ionis. | MSDA.D4R6.B1 |  | BLMEI.G4R6.B1X1_MSDA | BJBHT.D4R6 | BJBAP.D4R6_1 | 1605654 | UA67=BY03_1_4_1 | 1_4_A1 | RR67=BY02_A_7 | SR6=BY05_C_12_7 | SR6=BY02_2_14_10_1 | U | 1
14 | BLMES.G4R6 | Sem |  |  | BLMES.G4R6.B1X1_MSDA |  | BJBAP.D4R6_2 |  | UA67=BY03_1_4_2 | 1_4_A2 | RR67=BY02_A_8 | SR6=BY05_C_12_8 | SR6=BY02_2_14_10_2 | U | 1
15 | BLMEI.H4R6 | Ionis. | MSDA.D4R6.B2 |  | BLMEI.H4R6.B2X1_MSDA |  | BJBAP.D4R6_3 |  | UA67=BY03_1_4_3 |  |  |  |  | U | 1
16 | BLMES.H4R6 | Sem |  |  | BLMES.H4R6.B2X1_MSDA |  | BJBAP.D4R6_4 |  | UA67=BY03_1_4_4 |  |  |  |  | U | 1
[7 empty] | BJBAP.D4R6_5 |  | UA67=BY03_1_4_5 | [5 empty] | 0
[7 empty] | BJBAP.D4R6_6 |  | UA67=BY03_1_4_6 | [5 empty] | 0
[7 empty] | BJBAP.D4R6_7 |  | UA67=BY03_1_4_7 | [5 empty] | 0
[7 empty] | BJBAP.D4R6_8 |  | UA67=BY03_1_4_8 | [5 empty] | 0
17 | BLMEI.I4R6 | Ionis. | TCDS.4R6.B2 |  | BLMEI.I4R6.B2X1_TCDS | BJBHT.E4R6 | BJBAP.E4R6_1 | 1605655 | UA67=BY03_1_5_1 | 1_5_A1 | RR67=BY02_A_9 | SR6=BY05_C_12_9 | SR6=BY02_2_15_11_1 | U | 1
18 | BLMES.I4R6 | Sem |  |  | BLMES.I4R6.B2X1_TCDS |  | BJBAP.E4R6_2 |  | UA67=BY03_1_5_2 | 1_5_A2 | RR67=BY02_A_10 | SR6=BY05_C_12_10 | SR6=BY02_2_15_11_2 | U | 1
19 | BLMEI.L4R6 | Ionis. |  |  | BLMEI.L4R6.B2X2_TCDS |  | BJBAP.E4R6_3 |  | UA67=BY03_1_5_3 |  |  |  |  | U | 1
20 | BLMES.L4R6 | Sem |  |  | BLMES.L4R6.B2X2_TCDS |  | BJBAP.E4R6_4 |  | UA67=BY03_1_5_4 |  |  |  |  | U | 1
[7 empty] | BJBAP.E4R6_5 |  | UA67=BY03_1_5_5 | [5 empty] | 0
[7 empty] | BJBAP.E4R6_6 |  | UA67=BY03_1_5_6 | [5 empty] | 0
[7 empty] | BJBAP.E4R6_7 |  | UA67=BY03_1_5_7 | [5 empty] | 0
[7 empty] | BJBAP.E4R6_8 |  | UA67=BY03_1_5_8 | [5 empty] | 0
21 | BLMEI.M4R6 | Ionis. | MKBV.A4R6.B1 |  | BLMEI.M4R6.B1X1_MKBV | BJBHT.F4R6 | BJBAP.F4R6_1 | 1613143 | UA67=BY03_1_6_1 | 1_6_A1 | RR67=BY02_A_11 | SR6=BY05_C_12_11 | SR6=BY02_2_15_11_3 | U | 1
22 | BLMES.M4R6 | Sem |  |  | BLMES.M4R6.B1X1_MKBV |  | BJBAP.F4R6_2 |  | UA67=BY03_1_6_2 | 1_6_A2 | RR67=BY02_A_12 | SR6=BY05_C_12_12 | SR6=BY02_2_15_11_4 | U | 1
23 | BLMEI.N4R6 | Ionis. |  |  | BLMEI.N4R6.B1X2_MKBV |  | BJBAP.F4R6_3 |  | UA67=BY03_1_6_3 |  |  |  |  | U | 1
24 | BLMES.N4R6 | Sem |  |  | BLMES.N4R6.B1X2_MKBV |  | BJBAP.F4R6_4 |  | UA67=BY03_1_6_4 |  |  |  |  | U | 1
[7 empty] | BJBAP.F4R6_5 |  | UA67=BY03_1_6_5 | [5 empty] | 0
[7 empty] | BJBAP.F4R6_6 |  | UA67=BY03_1_6_6 | [5 empty] | 0
[7 empty] | BJBAP.F4R6_7 |  | UA67=BY03_1_6_7 | [5 empty] | 0
[7 empty] | BJBAP.F4R6_8 |  | UA67=BY03_1_6_8 | [5 empty] | 0
25 | BLMEI.O4R6 | Ionis. | TCDQ.4R6.B1 |  | BLMEI.O4R6.B1X1_TCDQ | BJBHT.G4R6 | BJBAP.G4R6_1 | 1613144 | UA67=BY03_1_7_1 | 1_7_A1 | RR67=BY02_A_13 | SR6=BY05_C_11_1 | SR6=BY02_2_16_12_1 | U | 1
26 | BLMES.O4R6 | Sem |  |  | BLMES.O4R6.B1X1_TCDQ |  | BJBAP.G4R6_2 |  | UA67=BY03_1_7_2 | 1_7_A2 | RR67=BY02_A_14 | SR6=BY05_C_11_2 | SR6=BY02_2_16_12_2 | U | 1
27 | BLMEI.P4R6 | Ionis. |  |  | BLMEI.P4R6.B1X2_TCDQ |  | BJBAP.G4R6_3 |  | UA67=BY03_1_7_3 |  |  |  |  | U | 1
28 | BLMES.P4R6 | Sem |  |  | BLMES.P4R6.B1X2_TCDQ |  | BJBAP.G4R6_4 |  | UA67=BY03_1_7_4 |  |  |  |  | U | 1
29 | BLMEI.Q4R6 | Ionis. |  |  | BLMEI.Q4R6.B1X1_TCDS |  | BJBAP.G4R6_5 |  | UA67=BY03_1_7_5 |  |  |  |  | U | 1
30 | BLMES.Q4R6 | Sem |  |  | BLMES.Q4R6.B1X1_TCDS |  | BJBAP.G4R6_6 |  | UA67=BY03_1_7_6 | [5 empty] | 1
[7 empty] | BJBAP.G4R6_7 |  | UA67=BY03_1_7_7 | [5 empty] | 0
[7 empty] | BJBAP.G4R6_8 |  | UA67=BY03_1_7_8 | [5 empty] | 0
| 2005-12-07 | [6 empty] | Half octant 6 right
[9 empty] | Analog Front End | Optical link tunnel |  | Optical link surface | Digital acquisition
N. ch | Monitor | Type | Location | Pos | Logic name | HV patch | An. Patch_In | BJBAP | UA=Ra_Cr_CFC_In | Cr_CFC_Out | UA=Ra_Pa_In | SR=Ra_Pa_Sl_Out | SR=Ra_VME_Sl_DAB_In | Fonction | Status
cable
31 | BLMQI.A4R6 | Ionis. | MQY.4R6 | -147 | BLMQI.4R6.B1E3_MQY | BJBHT.H4R6 | BJBAP.H4R6_1 | 1613145 | UA67=BY03_1_8_1 | 1_8_A1 | RR67=BY02_A_15 | SR6=BY05_C_11_3 | SR6=BY02_3_4_1_1 | M | 1
32 | BLMQI.B4R6 | Ionis. |  | 160 | BLMQI.4R6.B2I1_MQY |  | BJBAP.H4R6_2 |  | UA67=BY03_1_8_2 | 1_8_A2 | RR67=BY02_A_16 | SR6=BY05_C_11_4 | SR6=BY02_3_4_1_2 | M | 1
33 | BLMQI.C4R6 | Ionis. |  | 253 | BLMQI.4R6.B1E2_MQY |  | BJBAP.H4R6_3 |  | UA67=BY03_1_8_3 |  |  |  |  | M | 1
34 | BLMQI.D4R6 | Ionis. |  | 373 | BLMQI.4R6.B2I2_MQY |  | BJBAP.H4R6_4 |  | UA67=BY03_1_8_4 |  |  |  |  | M | 1
35 | BLMQI.E4R6 | Ionis. |  | 503 | BLMQI.4R6.B1E1_MQY |  | BJBAP.H4R6_5 |  | UA67=BY03_1_8_5 |  |  |  |  | M | 1
36 | BLMQI.A5R6 | Ionis. |  | 753 | BLMQI.4R6.B2I3_MQY |  | BJBAP.H4R6_6 |  | UA67=BY03_1_8_6 |  |  |  |  | M | 1
[7 empty] | BJBAP.H4R6_7 |  | UA67=BY03_1_8_7 | [5 empty] | 0
[7 empty] | BJBAP.H4R6_8 |  | UA67=BY03_1_8_8 | [5 empty] | 0
37 | BLMEI.A5R6 | Ionis. | MKD.I5R6.B2 |  | BLMEI.A5R6.B1X1_MKD | BJBHT.A5R6 | BJBAP.A5R6_1 | 1605656 | UA67=BY03_1_9_1 | 1_9_A1 | RR67=BY02_A_17 | SR6=BY05_C_11_5 | SR6=BY02_2_16_12_3 | U | 1
38 | BLMES.A5R6 | Sem |  |  | BLMES.A5R6.B1X1_MKD |  | BJBAP.A5R6_2 |  | UA67=BY03_1_9_2 | 1_9_A2 | RR67=BY02_A_18 | SR6=BY05_C_11_6 | SR6=BY02_2_16_12_4 | U | 1
39 | BLMEI.B5R6 | Ionis. |  |  | BLMEI.B5R6.B1X2_MKD |  | BJBAP.A5R6_3 |  | UA67=BY03_1_9_3 |  |  |  |  | U | 1
40 | BLMES.B5R6 | Sem |  |  | BLMES.B5R6.B1X2_MKD |  | BJBAP.A5R6_4 |  | UA67=BY03_1_9_4 |  |  |  |  | U | 1
41 | BLMEI.C5R6 | Ionis. |  |  | BLMEI.C5R6.B1X3_MKD |  | BJBAP.A5R6_5 |  | UA67=BY03_1_9_5 |  |  |  |  | U | 1
42 | BLMES.C5R6 | Sem |  |  | BLMES.C5R6.B1X3_MKD |  | BJBAP.A5R6_6 |  | UA67=BY03_1_9_6 |  |  |  |  | U | 1
[7 empty] | BJBAP.A5R6_7 |  | UA67=BY03_1_9_7 | [5 empty] | 0
[7 empty] | BJBAP.A5R6_8 |  | UA67=BY03_1_9_8 | [5 empty] | 0
43 | BLMQI.B5R6 | Ionis. | MQY.5R6 | -147 | BLMQI.5R6.B2I3_MQY | BJBHT.B5R6 | BJBAP.B5R6_1 | 1605657 | UA67=BY03_1_10_1 | 1_10_A1 | RR67=BY02_A_19 | SR6=BY05_C_11_7 | SR6=BY02_3_4_1_3 | M | 1
44 | BLMQI.C5R6 | Ionis. |  | 160 | BLMQI.5R6.B1E1_MQY |  | BJBAP.B5R6_2 |  | UA67=BY03_1_10_2 | 1_10_A2 | RR67=BY02_A_20 | SR6=BY05_C_11_8 | SR6=BY02_3_4_1_4 | M | 1
45 | BLMQI.D5R6 | Ionis. |  | 253 | BLMQI.5R6.B2I2_MQY |  | BJBAP.B5R6_3 |  | UA67=BY03_1_10_3 |  |  |  |  | M | 1
46 | BLMQI.E5R6 | Ionis. |  | 373 | BLMQI.5R6.B1E2_MQY |  | BJBAP.B5R6_4 |  | UA67=BY03_1_10_4 |  |  |  |  | M | 1
47 | BLMQI.F5R6 | Ionis. |  | 503 | BLMQI.5R6.B2I1_MQY |  | BJBAP.B5R6_5 |  | UA67=BY03_1_10_5 |  |  |  |  | M | 1
48 | BLMQI.A6R6 | Ionis. |  | 753 | BLMQI.5R6.B1E3_MQY |  | BJBAP.B5R6_6 |  | UA67=BY03_1_10_6 |  |  |  |  | M | 1
[7 empty] | BJBAP.B5R6_7 |  | UA67=BY03_1_10_7 | [5 empty] | 0
[7 empty] | BJBAP.B5R6_8 |  | UA67=BY03_1_10_8 | [5 empty] | 0
49 | BLMEI.D5R6 | Ionis. | DFBAL.5R6.B1 |  | BLMEI.D5R6.B1X1_DFBAL | BJBHT.C5R6 | BJBAP.C5R6_1 | 1613146 | UA67=BY03_2_1_1 | 2_1_A1 | RR67=BY02_A_21 | SR6=BY05_C_11_9 | SR6=BY02_2_17_13_1 | U | 1
50 | BLMES.D5R6 | Sem |  |  | BLMES.D5R6.B1X1_DFBAL |  | BJBAP.C5R6_2 |  | UA67=BY03_2_1_2 | 2_1_A2 | RR67=BY02_A_22 | SR6=BY05_C_11_10 | SR6=BY02_2_17_13_2 | U | 1
51 | BLMEI.E5R6 | Ionis. |  |  | BLMEI.E5R6.B1X2_DFBAL |  | BJBAP.C5R6_3 |  | UA67=BY03_2_1_3 |  |  |  |  | U | 1
52 | BLMES.E5R6 | Sem |  |  | BLMES.E5R6.B1X2_DFBAL |  | BJBAP.C5R6_4 |  | UA67=BY03_2_1_4 |  |  |  |  | U | 1
[7 empty] | BJBAP.C5R6_5 |  | UA67=BY03_2_1_5 | [5 empty] | 0
[7 empty] | BJBAP.C5R6_6 |  | UA67=BY03_2_1_6 | [5 empty] | 0
[7 empty] | BJBAP.C5R6_7 |  | UA67=BY03_2_1_7 | [5 empty] | 0
[7 empty] | BJBAP.C5R6_8 |  | UA67=BY03_2_1_8 | [5 empty] | 0
53 | BLMQI.A8R6 | Ionis. | MQML.8R6 | -147 | BLMQI.8R6.B2I3_MQML | BJBHT.A8R6 | BJBAP.A8R6_1 | 1605658 | UA67=BY03_2_2_1 | 2_2_A1 | RR67=BY02_A_23 | SR6=BY05_C_11_11 | SR6=BY02_3_5_2_1 | M | 1
54 | BLMQI.B8R6 | Ionis. |  | 160 | BLMQI.8R6.B1E1_MQML |  | BJBAP.A8R6_2 |  | UA67=BY03_2_2_2 | 2_2_A2 | RR67=BY02_A_24 | SR6=BY05_C_11_12 | SR6=BY02_3_5_2_2 | M | 1
55 | BLMQI.C8R6 | Ionis. |  | 253 | BLMQI.8R6.B2I2_MQML |  | BJBAP.A8R6_3 |  | UA67=BY03_2_2_3 |  |  |  |  | M | 1
56 | BLMQI.D8R6 | Ionis. |  | 373 | BLMQI.8R6.B1E2_MQML |  | BJBAP.A8R6_4 |  | UA67=BY03_2_2_4 |  |  |  |  | M | 1
57 | BLMQI.E8R6 | Ionis. |  | 503 | BLMQI.8R6.B2I1_MQML |  | BJBAP.A8R6_5 |  | UA67=BY03_2_2_5 |  |  |  |  | M | 1
58 | BLMQI.A9R6 | Ionis. |  | 753 | BLMQI.8R6.B1E3_MQML |  | BJBAP.A8R6_6 |  | UA67=BY03_2_2_6 |  |  |  |  | M | 1
[7 empty] | BJBAP.A8R6_7 |  | UA67=BY03_2_2_7 | [5 empty] | 0
[7 empty] | BJBAP.A8R6_8 |  | UA67=BY03_2_2_8 | [5 empty] | 0
59 | BLMQI.B9R6 | Ionis. | MQM.9R6 | -147 | BLMQI.9R6.B2I3_MQM | BJBHT.A9R6 | BJBAP.A9R6_1 | 1605659 | UA67=BY03_2_3_1 | 2_3_A1 | RR67=BY02_B_1 | SR6=BY05_C_10_1 | SR6=BY02_3_5_2_3 | M | 1
60 | BLMQI.C9R6 | Ionis. |  | 160 | BLMQI.9R6.B1E1_MQM |  | BJBAP.A9R6_2 |  | UA67=BY03_2_3_2 | 2_3_A2 | RR67=BY02_B_2 | SR6=BY05_C_10_2 | SR6=BY02_3_5_2_4 | M | 1
61 | BLMQI.D9R6 | Ionis. |  | 253 | BLMQI.9R6.B2I2_MQM |  | BJBAP.A9R6_3 |  | UA67=BY03_2_3_3 |  |  |  |  | M | 1
62 | BLMQI.E9R6 | Ionis. |  | 373 | BLMQI.9R6.B1E2_MQM |  | BJBAP.A9R6_4 |  | UA67=BY03_2_3_4 |  |  |  |  | M | 1
63 | BLMQI.F9R6 | Ionis. |  | 503 | BLMQI.9R6.B2I1_MQM |  | BJBAP.A9R6_5 |  | UA67=BY03_2_3_5 |  |  |  |  | M | 1
64 | BLMQI.A10R6 | Ionis. |  | 753 | BLMQI.9R6.B1E3_MQM |  | BJBAP.A9R6_6 |  | UA67=BY03_2_3_6 |  |  |  |  | M | 1
[7 empty] | BJBAP.A9R6_7 |  | UA67=BY03_2_3_7 | [5 empty] | 0
[7 empty] | BJBAP.A9R6_8 |  | UA67=BY03_2_3_8 | [5 empty] | 0
65 | BLMQI.B10R6 | Ionis. | MQML.10R6 | -147 | BLMQI.10R6.B2I3_MQML | BJBHT.A10R6 | BJBAP.A10R6_1 | 1605660 | UA67=BY03_2_4_1 | 2_4_A1 | RR67=BY02_B_3 | SR6=BY05_C_10_3 | SR6=BY02_3_6_3_1 | M | 1
66 | BLMQI.C10R6 | Ionis. |  | 160 | BLMQI.10R6.B1E1_MQML |  | BJBAP.A10R6_2 |  | UA67=BY03_2_4_2 | 2_4_A2 | RR67=BY02_B_4 | SR6=BY05_C_10_4 | SR6=BY02_3_6_3_2 | M | 1
67 | BLMQI.D10R6 | Ionis. |  | 253 | BLMQI.10R6.B2I2_MQML |  | BJBAP.A10R6_3 |  | UA67=BY03_2_4_3 |  |  |  |  | M | 1
68 | BLMQI.E10R6 | Ionis. |  | 373 | BLMQI.10R6.B1E2_MQML |  | BJBAP.A10R6_4 |  | UA67=BY03_2_4_4 |  |  |  |  | M | 1
69 | BLMQI.F10R6 | Ionis. |  | 503 | BLMQI.10R6.B2I1_MQML |  | BJBAP.A10R6_5 |  | UA67=BY03_2_4_5 |  |  |  |  | M | 1
70 | BLMQI.A11R6 | Ionis. |  | 753 | BLMQI.10R6.B1E3_MQML |  | BJBAP.A10R6_6 |  | UA67=BY03_2_4_6 |  |  |  |  | M | 1
[7 empty] | BJBAP.A10R6_7 |  | UA67=BY03_2_4_7 | [5 empty] | 0
[7 empty] | BJBAP.A10R6_8 |  | UA67=BY03_2_4_8 | [5 empty] | 0
Half octant 6 right
[9 empty] | Analog Front End | Optical link tunnel |  | Optical link surface | Digital acquisition
N. ch | Monitor | Type | Location | Pos | Logic name | HV patch | An. Patch_In | BJBAP | UA=Ra_Cr_CFC_In | Cr_CFC_Out | UA=Ra_Pa_In | SR=Ra_Pa_Sl_Out | SR=Ra_VME_Sl_DAB_In | Fonction | Status
cable
71 | BLMQI.B11R6 | Ionis. | MQ.11R6 | -147 | BLMQI.11R6.B2I3_MQ | BJBHT.A11R6 | BJBAP.A11R6_1 | 1605661 | UA67=BY03_2_5_1 | 2_5_A1 | RR67=BY02_B_5 | SR6=BY05_C_10_5 | SR6=BY02_3_6_3_3 | M | 1
72 | BLMQI.C11R6 | Ionis. |  | 160 | BLMQI.11R6.B1E1_MQ |  | BJBAP.A11R6_2 |  | UA67=BY03_2_5_2 | 2_5_A2 | RR67=BY02_B_6 | SR6=BY05_C_10_6 | SR6=BY02_3_6_3_4 | M | 1
73 | BLMQI.D11R6 | Ionis. |  | 253 | BLMQI.11R6.B2I2_MQ |  | BJBAP.A11R6_3 |  | UA67=BY03_2_5_3 |  |  |  |  | M | 1
74 | BLMQI.E11R6 | Ionis. |  | 373 | BLMQI.11R6.B1E2_MQ |  | BJBAP.A11R6_4 |  | UA67=BY03_2_5_4 |  |  |  |  | M | 1
75 | BLMQI.F11R6 | Ionis. |  | 503 | BLMQI.11R6.B2I1_MQ |  | BJBAP.A11R6_5 |  | UA67=BY03_2_5_5 |  |  |  |  | M | 1
76 | BLMQI.A12R6 | Ionis. |  | 753 | BLMQI.11R6.B1E3_MQ |  | BJBAP.A11R6_6 |  | UA67=BY03_2_5_6 |  |  |  |  | M | 1
[7 empty] | BJBAP.A11R6_7 |  | UA67=BY03_2_5_7 | [5 empty] | 0
[7 empty] | BJBAP.A11R6_8 |  | UA67=BY03_2_5_8 | [5 empty] | 0
77 |  |  | TD68.175_1 |  | BLMQI.A1TD68 |  |  |  | UA67=BY03_2_6_1 | 2_6_A1-A2 | RR67=BY02_B_7-8 | SR6=BY05_C_10_7-8 | SR6=BY02_2_17_13_3-4 | U | 1
78 |  |  | TD68.175_2 |  | BLMQI.A2TD68 |  |  |  | UA67=BY03_2_6_2 | 2_6_A1-A2 | RR67=BY02_B_7-8 | SR6=BY05_C_10_7-8 | SR6=BY02_2_17_13_3-4 | U | 1
79 |  |  | TD68.212_1 |  | BLMQI.B1TD68 |  |  |  | UA67=BY03_2_6_3 | 2_6_A1-A2 | RR67=BY02_B_7-8 | SR6=BY05_C_10_7-8 | SR6=BY02_2_17_13_3-4 | U | 1
80 |  |  | TD68.212_2 |  | BLMQI.B2TD68 |  |  |  | UA67=BY03_2_6_4 | 2_6_A1-A2 | RR67=BY02_B_7-8 | SR6=BY05_C_10_7-8 | SR6=BY02_2_17_13_3-4 | U | 1
81 |  |  | TD68.252_1 |  | BLMQI.C1TD68 |  |  |  | UA67=BY03_2_6_5 | 2_6_A1-A2 | RR67=BY02_B_7-8 | SR6=BY05_C_10_7-8 | SR6=BY02_2_17_13_3-4 | U | 1
82 |  |  | TD68.252_2 |  | BLMQI.C2TD68 |  |  |  | UA67=BY03_2_6_6 | 2_6_A1-A2 | RR67=BY02_B_7-8 | SR6=BY05_C_10_7-8 | SR6=BY02_2_17_13_3-4 | U | 1
83 |  |  | TD68.269_1 |  | BLMQI.D1TD68 |  |  |  | UA67=BY03_2_6_7 | 2_6_A1-A2 | RR67=BY02_B_7-8 | SR6=BY05_C_10_7-8 | SR6=BY02_2_17_13_3-4 | U | 1
84 |  |  | TD68.269_2 |  | BLMQI.D2TD68 |  |  |  | UA67=BY03_2_6_8 | 2_6_A1-A2 | RR67=BY02_B_7-8 | SR6=BY05_C_10_7-8 | SR6=BY02_2_17_13_3-4 | U | 1
85 |  |  | TD68.377_1 |  | BLMQI.E1TD68 |  |  |  | UA67=BY03_2_7_1 | 2_7_A1-A2 | RR67=BY02_B_9-10 | SR6=BY05_C_10_9-10 | SR6=BY02_2_18_14_1-2 | U | 1
86 |  |  | TD68.377_2 |  | BLMQI.E2TD68 |  |  |  | UA67=BY03_2_7_2 | 2_7_A1-A2 | RR67=BY02_B_9-10 | SR6=BY05_C_10_9-10 | SR6=BY02_2_18_14_1-2 | U | 1
87 |  |  | TD68.497_1 |  | BLMQI.F1TD68 |  |  |  | UA67=BY03_2_7_3 | 2_7_A1-A2 | RR67=BY02_B_9-10 | SR6=BY05_C_10_9-10 | SR6=BY02_2_18_14_1-2 | U | 1
88 |  |  | TD68.497_2 |  | BLMQI.F2TD68 |  |  |  | UA67=BY03_2_7_4 | 2_7_A1-A2 | RR67=BY02_B_9-10 | SR6=BY05_C_10_9-10 | SR6=BY02_2_18_14_1-2 | U | 1
89 |  |  | TD68.617_1 |  | BLMQI.G1TD68 |  |  |  | UA67=BY03_2_7_5 | 2_7_A1-A2 | RR67=BY02_B_9-10 | SR6=BY05_C_10_9-10 | SR6=BY02_2_18_14_1-2 | U | 1
90 |  |  | TD68.617_2 |  | BLMQI.G2TD68 |  |  |  | UA67=BY03_2_7_6 | 2_7_A1-A2 | RR67=BY02_B_9-10 | SR6=BY05_C_10_9-10 | SR6=BY02_2_18_14_1-2 | U | 1
91 |  |  | TD68.750_1 |  | BLMQI.H1TD68 |  |  |  | UA67=BY03_2_7_7 | 2_7_A1-A2 | RR67=BY02_B_9-10 | SR6=BY05_C_10_9-10 | SR6=BY02_2_18_14_1-2 | U | 1
92 |  |  | TD68.750_2 |  | BLMQI.H2TD68 |  |  |  | UA67=BY03_2_7_8 | 2_7_A1-A2 | RR67=BY02_B_9-10 | SR6=BY05_C_10_9-10 | SR6=BY02_2_18_14_1-2 | U | 1
93 | BLMQI.B12R6 | Ionis. | MQ.12R6 | -147 | BLMQI.12R6.B2I3_MQ | BJBHT.A12R6 |  |  | BYPLM.A12R6_CFC_1 | CFC_A1 | BYPLM.A12R6_7 | SR6=BY05_F_8_7 | SR6=BY02_3_7_4_1 | M | 1
94 | BLMQI.C12R6 | Ionis. |  | 160 | BLMQI.12R6.B1E1_MQ |  |  |  | BYPLM.A12R6_CFC_2 | CFC_A2 | BYPLM.A12R6_8 | SR6=BY05_F_8_8 | SR6=BY02_3_7_4_2 | M | 1
95 | BLMQI.D12R6 | Ionis. |  | 253 | BLMQI.12R6.B2I2_MQ |  |  |  | BYPLM.A12R6_CFC_3 |  |  |  |  | M | 1
96 | BLMQI.E12R6 | Ionis. |  | 373 | BLMQI.12R6.B1E2_MQ |  |  |  | BYPLM.A12R6_CFC_4 |  |  |  |  | M | 1
97 | BLMQI.F12R6 | Ionis. |  | 503 | BLMQI.12R6.B2I1_MQ |  |  |  | BYPLM.A12R6_CFC_5 |  |  |  |  | M | 1
98 | BLMQI.A13R6 | Ionis. |  | 753 | BLMQI.12R6.B1E3_MQ |  |  |  | BYPLM.A12R6_CFC_6 |  |  |  |  | M | 1
[9 empty] | BYPLM.A12R6_CFC_7 | [5 empty] | 0
[9 empty] | BYPLM.A12R6_CFC_8 | [5 empty] | 0
99 | BLMQI.B13R6 | Ionis. | MQ.13R6 | -147 | BLMQI.13R6.B2I3_MQ | BJBHT.A13R6 |  |  | BYPLM.A13R6_CFC_1 | CFC_A1 | BYPLM.A13R6_7 | SR6=BY05_F_9_7 | SR6=BY02_3_7_4_3 | M | 1
100 | BLMQI.C13R6 | Ionis. |  | 160 | BLMQI.13R6.B1E1_MQ |  |  |  | BYPLM.A13R6_CFC_2 | CFC_A2 | BYPLM.A13R6_8 | SR6=BY05_F_9_8 | SR6=BY02_3_7_4_4 | M | 1
101 | BLMQI.D13R6 | Ionis. |  | 253 | BLMQI.13R6.B2I2_MQ |  |  |  | BYPLM.A13R6_CFC_3 |  |  |  |  | M | 1
102 | BLMQI.E13R6 | Ionis. |  | 373 | BLMQI.13R6.B1E2_MQ |  |  |  | BYPLM.A13R6_CFC_4 |  |  |  |  | M | 1
103 | BLMQI.F13R6 | Ionis. |  | 503 | BLMQI.13R6.B2I1_MQ |  |  |  | BYPLM.A13R6_CFC_5 |  |  |  |  | M | 1
104 | BLMQI.A14R6 | Ionis. |  | 753 | BLMQI.13R6.B1E3_MQ |  |  |  | BYPLM.A13R6_CFC_6 |  |  |  |  | M | 1
[9 empty] | BYPLM.A13R6_CFC_7 | [5 empty] | 0
[9 empty] | BYPLM.A13R6_CFC_8 | [5 empty] | 0
105 | BLMQI.B14R6 | Ionis. | MQ.14R6 | -147 | BLMQI.14R6.B2I3_MQ | BJBHT.A14R6 |  |  | BYPLM.A14R6_CFC_1 | CFC_A1 | BYPLM.A14R6_7 | SR6=BY05_F_10_7 | SR6=BY02_3_8_5_1 | M | 1
106 | BLMQI.C14R6 | Ionis. |  | 160 | BLMQI.14R6.B1E1_MQ |  |  |  | BYPLM.A14R6_CFC_2 | CFC_A2 | BYPLM.A14R6_8 | SR6=BY05_F_10_8 | SR6=BY02_3_8_5_2 | M | 1
107 | BLMQI.D14R6 | Ionis. |  | 253 | BLMQI.14R6.B2I2_MQ |  |  |  | BYPLM.A14R6_CFC_3 |  |  |  |  | M | 1
108 | BLMQI.E14R6 | Ionis. |  | 373 | BLMQI.14R6.B1E2_MQ |  |  |  | BYPLM.A14R6_CFC_4 |  |  |  |  | M | 1
109 | BLMQI.F14R6 | Ionis. |  | 503 | BLMQI.14R6.B2I1_MQ |  |  |  | BYPLM.A14R6_CFC_5 |  |  |  |  | M | 1
110 | BLMQI.A15R6 | Ionis. |  | 753 | BLMQI.14R6.B1E3_MQ |  |  |  | BYPLM.A14R6_CFC_6 |  |  |  |  | M | 1
[9 empty] | BYPLM.A14R6_CFC_7 | [5 empty] | 0
[9 empty] | BYPLM.A14R6_CFC_8 | [5 empty] | 0
| 2005-12-07 | [6 empty] | Half octant 6 right
[9 empty] | Analog Front End | Optical link tunnel |  | Optical link surface | Digital acquisition
N. ch | Monitor | Type | Location | Pos | Logic name | HV patch | An. Patch_In | BJBAP | UA=Ra_Cr_CFC_In | Cr_CFC_Out | UA=Ra_Pa_In | SR=Ra_Pa_Sl_Out | SR=Ra_VME_Sl_DAB_In | Fonction | Status
cable
111 | BLMQI.B15R6 | Ionis. | MQ.15R6 | -147 | BLMQI.15R6.B2I3_MQ | BJBHT.A15R6 |  |  | BYPLM.A15R6_CFC_1 | CFC_A1 | BYPLM.A15R6_7 | SR6=BY05_F_11_7 | SR6=BY02_3_8_5_3 | M | 1
112 | BLMQI.C15R6 | Ionis. |  | 160 | BLMQI.15R6.B1E1_MQ |  |  |  | BYPLM.A15R6_CFC_2 | CFC_A2 | BYPLM.A15R6_8 | SR6=BY05_F_11_8 | SR6=BY02_3_8_5_4 | M | 1
113 | BLMQI.D15R6 | Ionis. |  | 253 | BLMQI.15R6.B2I2_MQ |  |  |  | BYPLM.A15R6_CFC_3 |  |  |  |  | M | 1
114 | BLMQI.E15R6 | Ionis. |  | 373 | BLMQI.15R6.B1E2_MQ |  |  |  | BYPLM.A15R6_CFC_4 |  |  |  |  | M | 1
115 | BLMQI.F15R6 | Ionis. |  | 503 | BLMQI.15R6.B2I1_MQ |  |  |  | BYPLM.A15R6_CFC_5 |  |  |  |  | M | 1
116 | BLMQI.A16R6 | Ionis. |  | 753 | BLMQI.15R6.B1E3_MQ |  |  |  | BYPLM.A15R6_CFC_6 |  |  |  |  | M | 1
[9 empty] | BYPLM.A15R6_CFC_7 | [5 empty] | 0
[9 empty] | BYPLM.A15R6_CFC_8 | [5 empty] | 0
117 | BLMQI.B16R6 | Ionis. | MQ.16R6 | -147 | BLMQI.16R6.B2I3_MQ | BJBHT.A16R6 |  |  | BYPLM.A16R6_CFC_1 | CFC_A1 | BYPLM.A16R6_7 | SR6=BY05_F_12_7 | SR6=BY02_3_9_6_1 | M | 1
118 | BLMQI.C16R6 | Ionis. |  | 160 | BLMQI.16R6.B1E1_MQ |  |  |  | BYPLM.A16R6_CFC_2 | CFC_A2 | BYPLM.A16R6_8 | SR6=BY05_F_12_8 | SR6=BY02_3_9_6_2 | M | 1
119 | BLMQI.D16R6 | Ionis. |  | 253 | BLMQI.16R6.B2I2_MQ |  |  |  | BYPLM.A16R6_CFC_3 |  |  |  |  | M | 1
120 | BLMQI.E16R6 | Ionis. |  | 373 | BLMQI.16R6.B1E2_MQ |  |  |  | BYPLM.A16R6_CFC_4 |  |  |  |  | M | 1
121 | BLMQI.F16R6 | Ionis. |  | 503 | BLMQI.16R6.B2I1_MQ |  |  |  | BYPLM.A16R6_CFC_5 |  |  |  |  | M | 1
122 | BLMQI.A17R6 | Ionis. |  | 753 | BLMQI.16R6.B1E3_MQ |  |  |  | BYPLM.A16R6_CFC_6 |  |  |  |  | M | 1
[9 empty] | BYPLM.A16R6_CFC_7 | [5 empty] | 0
[9 empty] | BYPLM.A16R6_CFC_8 | [5 empty] | 0
123 | BLMQI.B17R6 | Ionis. | MQ.17R6 | -147 | BLMQI.17R6.B2I3_MQ | BJBHT.A17R6 |  |  | BYPLM.A17R6_CFC_1 | CFC_A1 | BYPLM.A17R6_7 | SR6=BY05_G_7_7 | SR6=BY02_3_9_6_3 | M | 1
124 | BLMQI.C17R6 | Ionis. |  | 160 | BLMQI.17R6.B1E1_MQ |  |  |  | BYPLM.A17R6_CFC_2 | CFC_A2 | BYPLM.A17R6_8 | SR6=BY05_G_7_8 | SR6=BY02_3_9_6_4 | M | 1
125 | BLMQI.D17R6 | Ionis. |  | 253 | BLMQI.17R6.B2I2_MQ |  |  |  | BYPLM.A17R6_CFC_3 |  |  |  |  | M | 1
126 | BLMQI.E17R6 | Ionis. |  | 373 | BLMQI.17R6.B1E2_MQ |  |  |  | BYPLM.A17R6_CFC_4 |  |  |  |  | M | 1
127 | BLMQI.F17R6 | Ionis. |  | 503 | BLMQI.17R6.B2I1_MQ |  |  |  | BYPLM.A17R6_CFC_5 |  |  |  |  | M | 1
128 | BLMQI.A18R6 | Ionis. |  | 753 | BLMQI.17R6.B1E3_MQ |  |  |  | BYPLM.A17R6_CFC_6 |  |  |  |  | M | 1
[9 empty] | BYPLM.A17R6_CFC_7 | [5 empty] | 0
[9 empty] | BYPLM.A17R6_CFC_8 | [5 empty] | 0
129 | BLMQI.B18R6 | Ionis. | MQ.18R6 | -147 | BLMQI.18R6.B2I3_MQ | BJBHT.A18R6 |  |  | BYPLM.A18R6_CFC_1 | CFC_A1 | BYPLM.A18R6_7 | SR6=BY05_G_8_7 | SR6=BY02_3_10_7_1 | M | 1
130 | BLMQI.C18R6 | Ionis. |  | 160 | BLMQI.18R6.B1E1_MQ |  |  |  | BYPLM.A18R6_CFC_2 | CFC_A2 | BYPLM.A18R6_8 | SR6=BY05_G_8_8 | SR6=BY02_3_10_7_2 | M | 1
131 | BLMQI.D18R6 | Ionis. |  | 253 | BLMQI.18R6.B2I2_MQ |  |  |  | BYPLM.A18R6_CFC_3 |  |  |  |  | M | 1
132 | BLMQI.E18R6 | Ionis. |  | 373 | BLMQI.18R6.B1E2_MQ |  |  |  | BYPLM.A18R6_CFC_4 |  |  |  |  | M | 1
133 | BLMQI.F18R6 | Ionis. |  | 503 | BLMQI.18R6.B2I1_MQ |  |  |  | BYPLM.A18R6_CFC_5 |  |  |  |  | M | 1
134 | BLMQI.A19R6 | Ionis. |  | 753 | BLMQI.18R6.B1E3_MQ |  |  |  | BYPLM.A18R6_CFC_6 |  |  |  |  | M | 1
[9 empty] | BYPLM.A18R6_CFC_7 | [5 empty] | 0
[9 empty] | BYPLM.A18R6_CFC_8 | [5 empty] | 0
135 | BLMQI.B19R6 | Ionis. | MQ.19R6 | -147 | BLMQI.19R6.B2I3_MQ | BJBHT.A19R6 |  |  | BYPLM.A19R6_CFC_1 | CFC_A1 | BYPLM.A19R6_7 | SR6=BY05_G_9_7 | SR6=BY02_3_10_7_3 | M | 1
136 | BLMQI.C19R6 | Ionis. |  | 160 | BLMQI.19R6.B1E1_MQ |  |  |  | BYPLM.A19R6_CFC_2 | CFC_A2 | BYPLM.A19R6_8 | SR6=BY05_G_9_8 | SR6=BY02_3_10_7_4 | M | 1
137 | BLMQI.D19R6 | Ionis. |  | 253 | BLMQI.19R6.B2I2_MQ |  |  |  | BYPLM.A19R6_CFC_3 |  |  |  |  | M | 1
138 | BLMQI.E19R6 | Ionis. |  | 373 | BLMQI.19R6.B1E2_MQ |  |  |  | BYPLM.A19R6_CFC_4 |  |  |  |  | M | 1
139 | BLMQI.F19R6 | Ionis. |  | 503 | BLMQI.19R6.B2I1_MQ |  |  |  | BYPLM.A19R6_CFC_5 |  |  |  |  | M | 1
140 | BLMQI.A20R6 | Ionis. |  | 753 | BLMQI.19R6.B1E3_MQ |  |  |  | BYPLM.A19R6_CFC_6 |  |  |  |  | M | 1
[9 empty] | BYPLM.A19R6_CFC_7 | [5 empty] | 0
[9 empty] | BYPLM.A19R6_CFC_8 | [5 empty] | 0
141 | BLMQI.B20R6 | Ionis. | MQ.20R6 | -147 | BLMQI.20R6.B2I3_MQ | BJBHT.A20R6 |  |  | BYPLM.A20R6_CFC_1 | CFC_A1 | BYPLM.A20R6_7 | SR6=BY05_G_10_7 | SR6=BY02_3_11_8_1 | M | 1
142 | BLMQI.C20R6 | Ionis. |  | 160 | BLMQI.20R6.B1E1_MQ |  |  |  | BYPLM.A20R6_CFC_2 | CFC_A2 | BYPLM.A20R6_8 | SR6=BY05_G_10_8 | SR6=BY02_3_11_8_2 | M | 1
143 | BLMQI.D20R6 | Ionis. |  | 253 | BLMQI.20R6.B2I2_MQ |  |  |  | BYPLM.A20R6_CFC_3 |  |  |  |  | M | 1
144 | BLMQI.E20R6 | Ionis. |  | 373 | BLMQI.20R6.B1E2_MQ |  |  |  | BYPLM.A20R6_CFC_4 |  |  |  |  | M | 1
145 | BLMQI.F20R6 | Ionis. |  | 503 | BLMQI.20R6.B2I1_MQ |  |  |  | BYPLM.A20R6_CFC_5 |  |  |  |  | M | 1
146 | BLMQI.A21R6 | Ionis. |  | 753 | BLMQI.20R6.B1E3_MQ |  |  |  | BYPLM.A20R6_CFC_6 |  |  |  |  | M | 1
[9 empty] | BYPLM.A20R6_CFC_7 | [5 empty] | 0
[9 empty] | BYPLM.A20R6_CFC_8 | [5 empty] | 0
147 | BLMQI.B21R6 | Ionis. | MQ.21R6 | -147 | BLMQI.21R6.B2I3_MQ | BJBHT.A21R6 |  |  | BYPLM.A21R6_CFC_1 | CFC_A1 | BYPLM.A21R6_7 | SR6=BY05_G_11_7 | SR6=BY02_3_11_8_3 | M | 1
148 | BLMQI.C21R6 | Ionis. |  | 160 | BLMQI.21R6.B1E1_MQ |  |  |  | BYPLM.A21R6_CFC_2 | CFC_A2 | BYPLM.A21R6_8 | SR6=BY05_G_11_8 | SR6=BY02_3_11_8_4 | M | 1
149 | BLMQI.D21R6 | Ionis. |  | 253 | BLMQI.21R6.B2I2_MQ |  |  |  | BYPLM.A21R6_CFC_3 |  |  |  |  | M | 1
150 | BLMQI.E21R6 | Ionis. |  | 373 | BLMQI.21R6.B1E2_MQ |  |  |  | BYPLM.A21R6_CFC_4 |  |  |  |  | M | 1
151 | BLMQI.F21R6 | Ionis. |  | 503 | BLMQI.21R6.B2I1_MQ |  |  |  | BYPLM.A21R6_CFC_5 |  |  |  |  | M | 1
152 | BLMQI.A22R6 | Ionis. |  | 753 | BLMQI.21R6.B1E3_MQ |  |  |  | BYPLM.A21R6_CFC_6 |  |  |  |  | M | 1
[9 empty] | BYPLM.A21R6_CFC_7 | [5 empty] | 0
[9 empty] | BYPLM.A21R6_CFC_8 | [5 empty] | 0
| 2005-12-07 | [6 empty] | Half octant 6 right
[9 empty] | Analog Front End | Optical link tunnel |  | Optical link surface | Digital acquisition
N. ch | Monitor | Type | Location | Pos | Logic name | HV patch | An. Patch_In | BJBAP | UA=Ra_Cr_CFC_In | Cr_CFC_Out | UA=Ra_Pa_In | SR=Ra_Pa_Sl_Out | SR=Ra_VME_Sl_DAB_In | Fonction | Status
cable
153 | BLMQI.B22R6 | Ionis. | MQ.22R6 | -147 | BLMQI.22R6.B2I3_MQ | BJBHT.A22R6 |  |  | BYPLM.A22R6_CFC_1 | CFC_A1 | BYPLM.A22R6_7 | SR6=BY05_G_12_7 | SR6=BY02_3_13_9_1 | M | 1
154 | BLMQI.C22R6 | Ionis. |  | 160 | BLMQI.22R6.B1E1_MQ |  |  |  | BYPLM.A22R6_CFC_2 | CFC_A2 | BYPLM.A22R6_8 | SR6=BY05_G_12_8 | SR6=BY02_3_13_9_2 | M | 1
155 | BLMQI.D22R6 | Ionis. |  | 253 | BLMQI.22R6.B2I2_MQ |  |  |  | BYPLM.A22R6_CFC_3 |  |  |  |  | M | 1
156 | BLMQI.E22R6 | Ionis. |  | 373 | BLMQI.22R6.B1E2_MQ |  |  |  | BYPLM.A22R6_CFC_4 |  |  |  |  | M | 1
157 | BLMQI.F22R6 | Ionis. |  | 503 | BLMQI.22R6.B2I1_MQ |  |  |  | BYPLM.A22R6_CFC_5 |  |  |  |  | M | 1
158 | BLMQI.A23R6 | Ionis. |  | 753 | BLMQI.22R6.B1E3_MQ |  |  |  | BYPLM.A22R6_CFC_6 |  |  |  |  | M | 1
[9 empty] | BYPLM.A22R6_CFC_7 | [5 empty] | 0
[9 empty] | BYPLM.A22R6_CFC_8 | [5 empty] | 0
159 | BLMQI.B23R6 | Ionis. | MQ.23R6 | -147 | BLMQI.23R6.B2I3_MQ | BJBHT.A23R6 |  |  | BYPLM.A23R6_CFC_1 | CFC_A1 | BYPLM.A23R6_7 | SR6=BY05_H_7_7 | SR6=BY02_3_13_9_3 | M | 1
160 | BLMQI.C23R6 | Ionis. |  | 160 | BLMQI.23R6.B1E1_MQ |  |  |  | BYPLM.A23R6_CFC_2 | CFC_A2 | BYPLM.A23R6_8 | SR6=BY05_H_7_8 | SR6=BY02_3_13_9_4 | M | 1
161 | BLMQI.D23R6 | Ionis. |  | 253 | BLMQI.23R6.B2I2_MQ |  |  |  | BYPLM.A23R6_CFC_3 |  |  |  |  | M | 1
162 | BLMQI.E23R6 | Ionis. |  | 373 | BLMQI.23R6.B1E2_MQ |  |  |  | BYPLM.A23R6_CFC_4 |  |  |  |  | M | 1
163 | BLMQI.F23R6 | Ionis. |  | 503 | BLMQI.23R6.B2I1_MQ |  |  |  | BYPLM.A23R6_CFC_5 |  |  |  |  | M | 1
164 | BLMQI.A23R6 | Ionis. |  | 753 | BLMQI.23R6.B1E3_MQ |  |  |  | BYPLM.A23R6_CFC_6 |  |  |  |  | M | 1
[9 empty] | BYPLM.A23R6_CFC_7 | [5 empty] | 0
[9 empty] | BYPLM.A23R6_CFC_8 | [5 empty] | 0
165 | BLMQI.B24R6 | Ionis. | MQ.24R6 | -147 | BLMQI.24R6.B2I3_MQ | BJBHT.A24R6 |  |  | BYPLM.A24R6_CFC_1 | CFC_A1 | BYPLM.A24R6_7 | SR6=BY05_H_8_7 | SR6=BY02_3_14_10_1 | M | 1
166 | BLMQI.C24R6 | Ionis. |  | 160 | BLMQI.24R6.B1E1_MQ |  |  |  | BYPLM.A24R6_CFC_2 | CFC_A2 | BYPLM.A24R6_8 | SR6=BY05_H_8_8 | SR6=BY02_3_14_10_2 | M | 1
167 | BLMQI.D24R6 | Ionis. |  | 253 | BLMQI.24R6.B2I2_MQ |  |  |  | BYPLM.A24R6_CFC_3 |  |  |  |  | M | 1
168 | BLMQI.E24R6 | Ionis. |  | 373 | BLMQI.24R6.B1E2_MQ |  |  |  | BYPLM.A24R6_CFC_4 |  |  |  |  | M | 1
169 | BLMQI.F24R6 | Ionis. |  | 503 | BLMQI.24R6.B2I1_MQ |  |  |  | BYPLM.A24R6_CFC_5 |  |  |  |  | M | 1
170 | BLMQI.A25R6 | Ionis. |  | 753 | BLMQI.24R6.B1E3_MQ |  |  |  | BYPLM.A24R6_CFC_6 |  |  |  |  | M | 1
[9 empty] | BYPLM.A24R6_CFC_7 | [5 empty] | 0
[9 empty] | BYPLM.A24R6_CFC_8 | [5 empty] | 0
171 | BLMQI.B25R6 | Ionis. | MQ.25R6 | -147 | BLMQI.25R6.B2I3_MQ | BJBHT.A25R6 |  |  | BYPLM.A25R6_CFC_1 | CFC_A1 | BYPLM.A25R6_7 | SR6=BY05_H_9_7 | SR6=BY02_3_14_10_3 | M | 1
172 | BLMQI.C25R6 | Ionis. |  | 160 | BLMQI.25R6.B1E1_MQ |  |  |  | BYPLM.A25R6_CFC_2 | CFC_A2 | BYPLM.A25R6_8 | SR6=BY05_H_9_8 | SR6=BY02_3_14_10_4 | M | 1
173 | BLMQI.D25R6 | Ionis. |  | 253 | BLMQI.25R6.B2I2_MQ |  |  |  | BYPLM.A25R6_CFC_3 |  |  |  |  | M | 1
174 | BLMQI.E25R6 | Ionis. |  | 373 | BLMQI.25R6.B1E2_MQ |  |  |  | BYPLM.A25R6_CFC_4 |  |  |  |  | M | 1
175 | BLMQI.F25R6 | Ionis. |  | 503 | BLMQI.25R6.B2I1_MQ |  |  |  | BYPLM.A25R6_CFC_5 |  |  |  |  | M | 1
176 | BLMQI.A26R6 | Ionis. |  | 753 | BLMQI.25R6.B1E3_MQ |  |  |  | BYPLM.A25R6_CFC_6 |  |  |  |  | M | 1
[9 empty] | BYPLM.A25R6_CFC_7 | [5 empty] | 0
[9 empty] | BYPLM.A25R6_CFC_8 | [5 empty] | 0
177 | BLMQI.B26R6 | Ionis. | MQ.26R6 | -147 | BLMQI.26R6.B2I3_MQ | BJBHT.A26R6 |  |  | BYPLM.A26R6_CFC_1 | CFC_A1 | BYPLM.A26R6_7 | SR6=BY05_H_10_7 | SR6=BY02_3_15_11_1 | M | 1
178 | BLMQI.C26R6 | Ionis. |  | 160 | BLMQI.26R6.B1E1_MQ |  |  |  | BYPLM.A26R6_CFC_2 | CFC_A2 | BYPLM.A26R6_8 | SR6=BY05_H_10_8 | SR6=BY02_3_15_11_2 | M | 1
179 | BLMQI.D26R6 | Ionis. |  | 253 | BLMQI.26R6.B2I2_MQ |  |  |  | BYPLM.A26R6_CFC_3 |  |  |  |  | M | 1
180 | BLMQI.E26R6 | Ionis. |  | 373 | BLMQI.26R6.B1E2_MQ |  |  |  | BYPLM.A26R6_CFC_4 |  |  |  |  | M | 1
181 | BLMQI.F26R6 | Ionis. |  | 503 | BLMQI.26R6.B2I1_MQ |  |  |  | BYPLM.A26R6_CFC_5 |  |  |  |  | M | 1
182 | BLMQI.A27R6 | Ionis. |  | 753 | BLMQI.26R6.B1E3_MQ |  |  |  | BYPLM.A26R6_CFC_6 |  |  |  |  | M | 1
[9 empty] | BYPLM.A26R6_CFC_7 | [5 empty] | 0
[9 empty] | BYPLM.A26R6_CFC_8 | [5 empty] | 0
183 | BLMQI.B27R6 | Ionis. | MQ.27R6 | -147 | BLMQI.27R6.B2I3_MQ | BJBHT.A27R6 |  |  | BYPLM.A27R6_CFC_1 | CFC_A1 | BYPLM.A27R6_7 | SR6=BY05_H_11_7 | SR6=BY02_3_15_11_3 | M | 1
184 | BLMQI.C27R6 | Ionis. |  | 160 | BLMQI.27R6.B1E1_MQ |  |  |  | BYPLM.A27R6_CFC_2 | CFC_A2 | BYPLM.A27R6_8 | SR6=BY05_H_11_8 | SR6=BY02_3_15_11_4 | M | 1
185 | BLMQI.D27R6 | Ionis. |  | 253 | BLMQI.27R6.B2I2_MQ |  |  |  | BYPLM.A27R6_CFC_3 |  |  |  |  | M | 1
186 | BLMQI.E27R6 | Ionis. |  | 373 | BLMQI.27R6.B1E2_MQ |  |  |  | BYPLM.A27R6_CFC_4 |  |  |  |  | M | 1
187 | BLMQI.F27R6 | Ionis. |  | 503 | BLMQI.27R6.B2I1_MQ |  |  |  | BYPLM.A27R6_CFC_5 |  |  |  |  | M | 1
188 | BLMQI.A28R6 | Ionis. |  | 753 | BLMQI.27R6.B1E3_MQ |  |  |  | BYPLM.A27R6_CFC_6 |  |  |  |  | M | 1
[9 empty] | BYPLM.A27R6_CFC_7 | [5 empty] | 0
[9 empty] | BYPLM.A27R6_CFC_8 | [5 empty] | 0
189 | BLMQI.B28R6 | Ionis. | MQ.28R6 | -147 | BLMQI.28R6.B2I3_MQ | BJBHT.A28R6 |  |  | BYPLM.A28R6_CFC_1 | CFC_A1 | BYPLM.A28R6_7 | SR6=BY05_H_12_7 | SR6=BY02_3_16_12_1 | M | 1
190 | BLMQI.C28R6 | Ionis. |  | 160 | BLMQI.28R6.B1E1_MQ |  |  |  | BYPLM.A28R6_CFC_2 | CFC_A2 | BYPLM.A28R6_8 | SR6=BY05_H_12_8 | SR6=BY02_3_16_12_2 | M | 1
191 | BLMQI.D28R6 | Ionis. |  | 253 | BLMQI.28R6.B2I2_MQ |  |  |  | BYPLM.A28R6_CFC_3 |  |  |  |  | M | 1
192 | BLMQI.E28R6 | Ionis. |  | 373 | BLMQI.28R6.B1E2_MQ |  |  |  | BYPLM.A28R6_CFC_4 |  |  |  |  | M | 1
193 | BLMQI.F28R6 | Ionis. |  | 503 | BLMQI.28R6.B2I1_MQ |  |  |  | BYPLM.A28R6_CFC_5 |  |  |  |  | M | 1
194 | BLMQI.A29R6 | Ionis. |  | 753 | BLMQI.28R6.B1E3_MQ |  |  |  | BYPLM.A28R6_CFC_6 |  |  |  |  | M | 1
[9 empty] | BYPLM.A28R6_CFC_7 | [5 empty] | 0
[9 empty] | BYPLM.A28R6_CFC_8 | [5 empty] | 0
| 2005-12-07 | [6 empty] | Half octant 6 right
[9 empty] | Analog Front End | Optical link tunnel |  | Optical link surface | Digital acquisition
N. ch | Monitor | Type | Location | Pos | Logic name | HV patch | An. Patch_In | BJBAP | UA=Ra_Cr_CFC_In | Cr_CFC_Out | UA=Ra_Pa_In | SR=Ra_Pa_Sl_Out | SR=Ra_VME_Sl_DAB_In | Fonction | Status
cable
195 | BLMQI.B29R6 | Ionis. | MQ.29R6 | -147 | BLMQI.29R6.B2I3_MQ | BJBHT.A29R6 |  |  | BYPLM.A29R6_CFC_1 | CFC_A1 | BYPLM.A29R6_7 | SR6=BY05_I_7_7 | SR6=BY02_3_16_12_3 | M | 1
196 | BLMQI.C29R6 | Ionis. |  | 160 | BLMQI.29R6.B1E1_MQ |  |  |  | BYPLM.A29R6_CFC_2 | CFC_A2 | BYPLM.A29R6_8 | SR6=BY05_I_7_8 | SR6=BY02_3_16_12_4 | M | 1
197 | BLMQI.D29R6 | Ionis. |  | 253 | BLMQI.29R6.B2I2_MQ |  |  |  | BYPLM.A29R6_CFC_3 |  |  |  |  | M | 1
198 | BLMQI.E29R6 | Ionis. |  | 373 | BLMQI.29R6.B1E2_MQ |  |  |  | BYPLM.A29R6_CFC_4 |  |  |  |  | M | 1
199 | BLMQI.F29R6 | Ionis. |  | 503 | BLMQI.29R6.B2I1_MQ |  |  |  | BYPLM.A29R6_CFC_5 |  |  |  |  | M | 1
200 | BLMQI.A30R6 | Ionis. |  | 753 | BLMQI.29R6.B1E3_MQ |  |  |  | BYPLM.A29R6_CFC_6 |  |  |  |  | M | 1
[9 empty] | BYPLM.A29R6_CFC_7 | [5 empty] | 0
[9 empty] | BYPLM.A29R6_CFC_8 | [5 empty] | 0
201 | BLMQI.B30R6 | Ionis. | MQ.30R6 | -147 | BLMQI.30R6.B2I3_MQ | BJBHT.A30R6 |  |  | BYPLM.A30R6_CFC_1 | CFC_A1 | BYPLM.A30R6_7 | SR6=BY05_I_8_7 | SR6=BY02_3_17_13_1 | M | 1
202 | BLMQI.C30R6 | Ionis. |  | 160 | BLMQI.30R6.B1E1_MQ |  |  |  | BYPLM.A30R6_CFC_2 | CFC_A2 | BYPLM.A30R6_8 | SR6=BY05_I_8_8 | SR6=BY02_3_17_13_2 | M | 1
253 | BLMQI.D30R6 | Ionis. |  | 253 | BLMQI.30R6.B2I2_MQ |  |  |  | BYPLM.A30R6_CFC_3 |  |  |  |  | M | 1
204 | BLMQI.E30R6 | Ionis. |  | 373 | BLMQI.30R6.B1E2_MQ |  |  |  | BYPLM.A30R6_CFC_4 |  |  |  |  | M | 1
205 | BLMQI.F30R6 | Ionis. |  | 503 | BLMQI.30R6.B2I1_MQ |  |  |  | BYPLM.A30R6_CFC_5 |  |  |  |  | M | 1
206 | BLMQI.A31R6 | Ionis. |  | 753 | BLMQI.30R6.B1E3_MQ |  |  |  | BYPLM.A30R6_CFC_6 |  |  |  |  | M | 1
[9 empty] | BYPLM.A30R6_CFC_7 | [5 empty] | 0
[9 empty] | BYPLM.A30R6_CFC_8 | [5 empty] | 0
207 | BLMQI.B31R6 | Ionis. | MQ.31R6 | -147 | BLMQI.31R6.B2I3_MQ | BJBHT.A31R6 |  |  | BYPLM.A31R6_CFC_1 | CFC_A1 | BYPLM.A31R6_7 | SR6=BY05_I_9_7 | SR6=BY02_3_17_13_3 | M | 1
208 | BLMQI.C31R6 | Ionis. |  | 160 | BLMQI.31R6.B1E1_MQ |  |  |  | BYPLM.A31R6_CFC_2 | CFC_A2 | BYPLM.A31R6_8 | SR6=BY05_I_9_8 | SR6=BY02_3_17_13_4 | M | 1
209 | BLMQI.D31R6 | Ionis. |  | 253 | BLMQI.31R6.B2I2_MQ |  |  |  | BYPLM.A31R6_CFC_3 |  |  |  |  | M | 1
210 | BLMQI.E31R6 | Ionis. |  | 373 | BLMQI.31R6.B1E2_MQ |  |  |  | BYPLM.A31R6_CFC_4 |  |  |  |  | M | 1
211 | BLMQI.F31R6 | Ionis. |  | 503 | BLMQI.31R6.B2I1_MQ |  |  |  | BYPLM.A31R6_CFC_5 |  |  |  |  | M | 1
212 | BLMQI.A32R6 | Ionis. |  | 753 | BLMQI.31R6.B1E3_MQ |  |  |  | BYPLM.A31R6_CFC_6 |  |  |  |  | M | 1
[9 empty] | BYPLM.A31R6_CFC_7 | [5 empty] | 0
[9 empty] | BYPLM.A31R6_CFC_8 | [5 empty] | 0
213 | BLMQI.B32R6 | Ionis. | MQ.32R6 | -147 | BLMQI.32R6.B2I3_MQ | BJBHT.A32R6 |  |  | BYPLM.A32R6_CFC_1 | CFC_A1 | BYPLM.A32R6_7 | SR6=BY05_I_10_7 | SR6=BY02_3_18_14_1 | M | 1
214 | BLMQI.C32R6 | Ionis. |  | 160 | BLMQI.32R6.B1E1_MQ |  |  |  | BYPLM.A32R6_CFC_2 | CFC_A2 | BYPLM.A32R6_8 | SR6=BY05_I_10_8 | SR6=BY02_3_18_14_2 | M | 1
215 | BLMQI.D32R6 | Ionis. |  | 253 | BLMQI.32R6.B2I2_MQ |  |  |  | BYPLM.A32R6_CFC_3 |  |  |  |  | M | 1
216 | BLMQI.E32R6 | Ionis. |  | 373 | BLMQI.32R6.B1E2_MQ |  |  |  | BYPLM.A32R6_CFC_4 |  |  |  |  | M | 1
217 | BLMQI.F32R6 | Ionis. |  | 503 | BLMQI.32R6.B2I1_MQ |  |  |  | BYPLM.A32R6_CFC_5 |  |  |  |  | M | 1
218 | BLMQI.A33R6 | Ionis. |  | 753 | BLMQI.32R6.B1E3_MQ |  |  |  | BYPLM.A32R6_CFC_6 |  |  |  |  | M | 1
[9 empty] | BYPLM.A32R6_CFC_7 | [5 empty] | 0
[9 empty] | BYPLM.A32R6_CFC_8 | [5 empty] | 0
219 | BLMQI.B33R6 | Ionis. | MQ.33R6 | -147 | BLMQI.33R6.B2I3_MQ | BJBHT.A33R6 |  |  | BYPLM.A33R6_CFC_1 | CFC_A1 | BYPLM.A33R6_7 | SR6=BY05_I_11_7 | SR6=BY02_3_18_14_3 | M | 1
220 | BLMQI.C33R6 | Ionis. |  | 160 | BLMQI.33R6.B1E1_MQ |  |  |  | BYPLM.A33R6_CFC_2 | CFC_A2 | BYPLM.A33R6_8 | SR6=BY05_I_11_8 | SR6=BY02_3_18_14_4 | M | 1
221 | BLMQI.D33R6 | Ionis. |  | 253 | BLMQI.33R6.B2I2_MQ |  |  |  | BYPLM.A33R6_CFC_3 |  |  |  |  | M | 1
222 | BLMQI.E33R6 | Ionis. |  | 373 | BLMQI.33R6.B1E2_MQ |  |  |  | BYPLM.A33R6_CFC_4 |  |  |  |  | M | 1
223 | BLMQI.F33R6 | Ionis. |  | 503 | BLMQI.33R6.B2I1_MQ |  |  |  | BYPLM.A33R6_CFC_5 |  |  |  |  | M | 1
224 | BLMQI.A34R6 | Ionis. |  | 753 | BLMQI.33R6.B1E3_MQ |  |  |  | BYPLM.A33R6_CFC_6 |  |  |  |  | M | 1
[9 empty] | BYPLM.A33R6_CFC_7 | [5 empty] | 0
[9 empty] | BYPLM.A33R6_CFC_8 | [5 empty] | 0
225 | BLMQI.B34R6 | Ionis. | MQ.34R6 | -147 | BLMQI.34R6.B2I3_MQ | BJBHT.A34R6 |  |  | BYPLM.A34R6_CFC_1 | CFC_A1 | BYPLM.A34R6_7 | SR6=BY05_I_12_7 | SR6=BY02_3_19_15_1 | M | 1
226 | BLMQI.C34R6 | Ionis. |  | 160 | BLMQI.34R6.B1E1_MQ |  |  |  | BYPLM.A34R6_CFC_2 | CFC_A2 | BYPLM.A34R6_8 | SR6=BY05_I_12_8 | SR6=BY02_3_19_15_2 | M | 1
227 | BLMQI.D34R6 | Ionis. |  | 253 | BLMQI.34R6.B2I2_MQ |  |  |  | BYPLM.A34R6_CFC_3 |  |  |  |  | M | 1
228 | BLMQI.E34R6 | Ionis. |  | 373 | BLMQI.34R6.B1E2_MQ |  |  |  | BYPLM.A34R6_CFC_4 |  |  |  |  | M | 1
229 | BLMQI.F34R6 | Ionis. |  | 503 | BLMQI.34R6.B2I1_MQ |  |  |  | BYPLM.A34R6_CFC_5 |  |  |  |  | M | 1
230 | BLMQI.A34L7 | Ionis. |  | 753 | BLMQI.34R6.B1E3_MQ |  |  |  | BYPLM.A33R6_CFC_6 |  |  |  |  | M | 1
[9 empty] | BYPLM.A34R6_CFC_6 | [5 empty] | 0
[9 empty] | BYPLM.A33R6_CFC_7 | [5 empty] | 0

## BL 6
| 2006-07-17 |  |  | 6 Left |  |  |  | IP 6 |  |  |  | 6 Right | [6 empty] | 6 Left |  | IP 6 |  |  | 6 Right
A modifier
[5 empty] | UA63-BY04 | [7 empty] | UA67-BY03 |  |  | Patch | Front end el. |  | Monitor | Location |  | Patch | Front end el. |  | Monitor | Location
N. | Location | IC | SEM | Patch | CFC | IN | CR | N. | Location | IC | SEM | Patch | CFC | IN | CR |  | in-chas. | ch |  |  |  |  | in-chas. | ch
[16 empty] | BJBAP.A4L6 | 1-1 | 1 | BLMEI.A4L6 | MSDB.B4L6.B1 |  | BJBAP.A4R6 | 1-1 | 1 | BLMEI.A4R6 | MSDB.A4R6.B1
[18 empty] | 2 | BLMES.A4L6 | MSDB.B4L6.B1 |  |  |  | 2 | BLMES.A4R6 | MSDB.A4R6.B1
1 | MSDB.B4L6.B1-2 | 2 | 2 | BJBAP.A4L6 | 1 | 1 | 1 | 1 | MSDB.A4R6.B1-2 | 2 | 2 | BJBAP.A4R6 | 1 | 1 | 1 |  |  | 3 | BLMEI.B4L6 | MSDB.B4L6.B2 |  |  |  | 3 | BLMEI.B4R6 | MSDB.A4R6.B2
2 | MSDA.A4L6.B1-2 | 2 | 2 | BJBAP.B4L6 | 2 | 2 | 1 | 2 | MSDB.B4R6.B1-2 | 2 | 2 | BJBAP.B4R6 | 2 | 2 | 1 |  |  | 4 | BLMES.B4L6 | MSDB.B4L6.B2 |  |  |  | 4 | BLMES.B4R6 | MSDB.A4R6.B2
3 | MSDA.B4L6.B1-2 | 2 | 2 | BJBAP.C4L6 | 3 | 3 | 1 | 3 | MSDA.B4R6.B1-2 | 2 | 2 | BJBAP.C4R6 | 3 | 3 | 1
4 | MSDA.D4L6.B1-2 | 2 | 2 | BJBAP.D4L6 | 4 | 4 | 1 | 4 | MSDA.D4R6.B1-2 | 2 | 2 | BJBAP.D4R6 | 4 | 4 | 1 | BJBAP.B4L6 | 2-1 | 1 | BLMEI.C4L6 | MSDA.A4L6.B1 |  | BJBAP.B4R6 | 2-1 | 1 | BLMEI.C4R6 | MSDB.B4R6.B1
5 | TCDS.4L6.B1 | 2 | 2 | BJBAP.E4L6 | 5 | 5 | 1 | 5 | TCDS.4R6.B2 | 2 | 2 | BJBAP.E4R6 | 5 | 5 | 1 |  |  | 2 | BLMES.C4L6 | MSDA.A4L6.B1 |  |  |  | 2 | BLMES.C4R6 | MSDB.B4R6.B1
6 | MKBV.A4L6.B2 | 2 | 2 | BJBAP.F4L6 | 6 | 6 | 1 | 6 | MKBV.A4R6.B1 | 2 | 2 | BJBAP.F4R6 | 6 | 6 | 1 |  |  | 3 | BLMEI.D4L6 | MSDA.A4L6.B2 |  |  |  | 3 | BLMEI.D4R6 | MSDB.B4R6.B2
7 | TCDQ.4L6.B2 | 2 | 2 | BJBAP.G4L6 | 7 | 7 | 1 | 7 | TCDQ.4R6.B1 | 2 | 2 | BJBAP.G4R6 | 7 | 7 | 1 |  |  | 4 | BLMES.D4L6 | MSDA.A4L6.B2 |  |  |  | 4 | BLMES.D4R6 | MSDB.B4R6.B2
8 | TCDS.4L6.B2 | 1 | 1 |  |  |  |  | 8 | TCDS.4R6.B1 | 1 | 1
9 | MQY.4L6 | 6 |  | BJBAP.H4L6 | 8 | 8 | 1 | 9 | MQY.4R6 | 6 |  | BJBAP.H4R6 | 8 | 8 | 1 | BJBAP.C4L6 | 3-1 | 1 | BLMEI.E4L6 | MSDA.B4L6.B1 |  | BJBAP.C4R6 | 3-1 | 1 | BLMEI.E4R6 | MSDA.B4R6.B1
10 | MKD.I5L6.B1 | 3 | 3 | BJBAP.A5L6 | 9 | 9 | 1 | 10 | MKD.I5R6B2 | 3 | 3 | BJBAP.A5R6 | 9 | 9 | 1 |  |  | 2 | BLMES.E4L6 | MSDA.B4L6.B1 |  |  |  | 2 | BLMES.E4R6 | MSDA.B4R6.B1
11 | MQY.5L6 | 6 |  | BJBAP.B5L6 | 10 | 10 | 1 | 11 | MQY.5R6 | 6 |  | BJBAP.B5R6 | 10 | 10 | 1 |  |  | 3 | BLMEI.F4L6 | MSDA.B4L6.B2 |  |  |  | 3 | BLMEI.F4R6 | MSDA.B4R6.B2
12 | DFBAK.5L6.B2 | 2 | 2 | BJBAP.C5L6 | 11 | 1 | 2 | 12 | DFBAL.5R6.B1 | 2 | 2 | BJBAP.C5R6 | 11 | 1 | 2 |  |  | 4 | BLMES.F4L6 | MSDA.B4L6.B2 |  |  |  | 4 | BLMES.F4R6 | MSDA.B4R6.B2
13 | MQML.8L6 | 6 |  | BJBAP.A8L6 | 12 | 2 | 2 | 13 | MQML.8R6 | 6 |  | BJBAP.A8R6 | 12 | 2 | 2
14 | MQM.9L6 | 6 |  | BJBAP.A9L6 | 13 | 3 | 2 | 14 | MQM.9R6 | 6 |  | BJBAP.A9R6 | 13 | 3 | 2 | BJBAP.D4L6 | 4-1 | 1 | BLMEI.G4L6 | MSDA.D4L6.B1 |  | BJBAP.D4R6 | 4-1 | 1 | BLMEI.G4R6 | MSDA.D4R6.B1
15 | MQML.10L6 | 6 |  | BJBAP.A10L6 | 14 | 4 | 2 | 15 | MQML.10R6 | 6 |  | BJBAP.A10R6 | 14 | 4 | 2 |  |  | 2 | BLMES.G4L6 | MSDA.D4L6.B1 |  |  |  | 2 | BLMES.G4R6 | MSDA.D4R6.B1
16 | MQ.11L6 | 6 |  | BJBAP.A11L6 | 15 | 5 | 2 | 16 | MQ.11R6 | 6 |  | BJBAP.A11R6 | 15 | 5 | 2 |  |  | 3 | BLMEI.H4L6 | MSDA.D4L6.B2 |  |  |  | 3 | BLMEI.H4R6 | MSDA.D4R6.B2
[18 empty] | 4 | BLMES.H4L6 | MSDA.D4L6.B2 |  |  |  | 4 | BLMES.H4R6 | MSDA.D4R6.B2
17 | TD62.1 | 8 |  |  | 16 | 6 | 2 | 17 | TD68.1 | 8 |  |  | 16 | 6 | 2
18 | TD62.2 | 8 |  |  | 17 | 7 | 2 | 18 | TD68.2 | 8 |  |  | 17 | 7 | 2 | BJBAP.E4L6 | 5-1 | 1 | BLMEI.I4L6 | TCDS.4L6.B1 |  | BJBAP.E4R6 | 5-1 | 1 | BLMEI.I4R6 | TCDS.4R6.B2
19 | UD62.1 |  | 8 |  | 18 | 8 | 2 | 19 | UD68.1 |  | 8 |  | 18 | 8 | 2 |  |  | 2 | BLMES.I4L6 | TCDS.4L6.B1 |  |  |  | 2 | BLMES.I4R6 | TCDS.4R6.B2
| Extraction dump | 4 | [6 empty] | Extraction dump | 4 | [7 empty] | 3 | BLMEI.L4L6 | TCDS.4L6.B1 |  |  |  | 3 | BLMEI.L4R6 | TCDS.4R6.B2
| 76 | [7 empty] | 76 | [8 empty] | 4 | BLMES.L4L6 | TCDS.4L6.B1 |  |  |  | 4 | BLMES.L4R6 | TCDS.4R6.B2
20 | MQ.12L6 | 6 |  | BYPLM.A12L6 | 19 |  |  | 20 | MQ.12R6 | 6 |  | BYPLM.A12R6 | 19
21 | MQ.13L6 | 6 |  | BYPLM.A13L6 | 20 |  |  | 21 | MQ.13R6 | 6 |  | BYPLM.A13R6 | 20 |  |  | BJBAP.F4L6 | 6-1 | 1 | BLMEI.M4L6 | MKBV.A4L6.B2 |  | BJBAP.F4R6 | 6-1 | 1 | BLMEI.M4R6 | MKBV.A4R6.B1
22 | MQ.14L6 | 6 |  | BYPLM.A14L6 | 21 |  |  | 22 | MQ.14R6 | 6 |  | BYPLM.A14R6 | 21 |  |  |  |  | 2 | BLMES.M4L6 | MKBV.A4L6.B2 |  |  |  | 2 | BLMES.M4R6 | MKBV.A4R6.B1
23 | MQ.15L6 | 6 |  | BYPLM.A15L6 | 22 |  |  | 23 | MQ.15R6 | 6 |  | BYPLM.A15R6 | 22 |  |  |  |  | 3 | BLMEI.N4L6 | MKBV.A4L6.B2 |  |  |  | 3 | BLMEI.N4R6 | MKBV.A4R6.B1
24 | MQ.16L6 | 6 |  | BYPLM.A16L6 | 23 |  |  | 24 | MQ.16R6 | 6 |  | BYPLM.A16R6 | 23 |  |  |  |  | 4 | BLMES.N4L6 | MKBV.A4L6.B2 |  |  |  | 4 | BLMES.N4R6 | MKBV.A4R6.B1
25 | MQ.17L6 | 6 |  | BYPLM.A17L6 | 24 |  |  | 25 | MQ.17R6 | 6 |  | BYPLM.A17R6 | 24
26 | MQ.18L6 | 6 |  | BYPLM.A18L6 | 25 |  |  | 26 | MQ.18R6 | 6 |  | BYPLM.A18R6 | 25 |  |  | BJBAP.G4L6 | 7-1 | 1 | BLMEI.O4L6 | TCDQ.4L6.B2 |  | BJBAP.G4R6 | 7-1 | 1 | BLMEI.O4R6 | TCDQ.4R6.B1
27 | MQ.19L6 | 6 |  | BYPLM.A19L6 | 26 |  |  | 27 | MQ.19R6 | 6 |  | BYPLM.A19R6 | 26 |  |  |  |  | 2 | BLMES.O4L6 | TCDQ.4L6.B2 |  |  |  | 2 | BLMES.O4R6 | TCDQ.4R6.B1
28 | MQ.20L6 | 6 |  | BYPLM.A20L6 | 27 |  |  | 28 | MQ.20R6 | 6 |  | BYPLM.A20R6 | 27 |  |  |  |  | 3 | BLMEI.P4L6 | TCDQ.4L6.B2 |  |  |  | 3 | BLMEI.P4R6 | TCDQ.4R6.B1
29 | MQ.21L6 | 6 |  | BYPLM.A21L6 | 28 |  |  | 29 | MQ.21R6 | 6 |  | BYPLM.A21R6 | 28 |  |  |  |  | 4 | BLMES.P4L6 | TCDQ.4L6.B2 |  |  |  | 4 | BLMES.P4R6 | TCDQ.4R6.B1
30 | MQ.22L6 | 6 |  | BYPLM.A22L6 | 29 |  |  | 30 | MQ.22R6 | 6 |  | BYPLM.A22R6 | 29 |  |  |  |  | 5 | BLMEI.Q4L6 | TCDS.4L6.B2 |  |  |  | 5 | BLMEI.Q4R6 | TCDS.4R6.B1
31 | MQ.23L6 | 6 |  | BYPLM.A23L6 | 30 |  |  | 31 | MQ.23R6 | 6 |  | BYPLM.A23R6 | 30 |  |  |  |  | 6 | BLMES.Q4L6 | TCDS.4L6.B2 |  |  |  | 6 | BLMES.Q4R6 | TCDS.4R6.B1
32 | MQ.24L6 | 6 |  | BYPLM.A24L6 | 31 |  |  | 32 | MQ.24R6 | 6 |  | BYPLM.A24R6 | 31
33 | MQ.25L6 | 6 |  | BYPLM.A25L6 | 32 |  |  | 33 | MQ.25R6 | 6 |  | BYPLM.A25R6 | 32 |  |  | BJBAP.A5L6 | 9-1 | 1 | BLMEI.A5L6 | MKD.I5L6.B1 |  | BJBAP.A5R6 | 9-1 | 1 | BLMEI.A5R6 | MKD.I5R6.B2
34 | MQ.26L6 | 6 |  | BYPLM.A26L6 | 33 |  |  | 34 | MQ.26R6 | 6 |  | BYPLM.A26R6 | 33 |  |  |  |  | 2 | BLMES.A5L6 | MKD.I5L6.B1 |  |  |  | 2 | BLMES.A5R6 | MKD.I5R6.B2
35 | MQ.27L6 | 6 |  | BYPLM.A27L6 | 34 |  |  | 35 | MQ.27R6 | 6 |  | BYPLM.A27R6 | 34 |  |  |  |  | 3 | BLMEI.B5L6 | MKD.I5L6.B1 |  |  |  | 3 | BLMEI.B5R6 | MKD.I5R6.B2
36 | MQ.28L6 | 6 |  | BYPLM.A28L6 | 35 |  |  | 36 | MQ.28R6 | 6 |  | BYPLM.A28R6 | 35 |  |  |  |  | 4 | BLMES.B5L6 | MKD.I5L6.B1 |  |  |  | 4 | BLMES.B5R6 | MKD.I5R6.B2
37 | MQ.29L6 | 6 |  | BYPLM.A29L6 | 36 |  |  | 37 | MQ.29R6 | 6 |  | BYPLM.A29R6 | 36 |  |  |  |  | 5 | BLMEI.C5L6 | MKD.I5L6.B1 |  |  |  | 5 | BLMEI.C5R6 | MKD.I5R6.B2
38 | MQ.30L6 | 6 |  | BYPLM.A30L6 | 37 |  |  | 38 | MQ.30R6 | 6 |  | BYPLM.A30R6 | 37 |  |  |  |  | 6 | BLMES.C5L6 | MKD.I5L6.B1 |  |  |  | 6 | BLMES.C5R6 | MKD.I5R6.B2
39 | MQ.31L6 | 6 |  | BYPLM.A31L6 | 38 |  |  | 39 | MQ.31R6 | 6 |  | BYPLM.A31R6 | 38
40 | MQ.32L6 | 6 |  | BYPLM.A32L6 | 39 |  |  | 40 | MQ.32R6 | 6 |  | BYPLM.A32R6 | 39 |  |  | BJBAP.C5L6 | 1-2 | 1 | BLMEI.D5L6 | DFBAK.5L6.B2 |  | BJBAP.C5R6 | 1-2 | 1 | BLMEI.D5R6 | DFBAL.5R6.B2
41 | MQ.33L6 | 6 |  | BYPLM.A33L6 | 40 |  |  | 41 | MQ.33R6 | 6 |  | BYPLM.A33R6 | 40 |  |  |  |  | 2 | BLMES.D5L6 | DFBAK.5L6.B2 |  |  |  | 2 | BLMES.D5R6 | DFBAL.5R6.B2
[8 empty] | 42 | MQ.34R6 | 6 |  | BYPLM.A34R6 | 41 |  |  |  |  | 3 | BLMEI.E5L6 | DFBAK.5L6.B2 |  |  |  | 3 | BLMEI.E5R6 | DFBAL.5R6.B2
[18 empty] | 4 | BLMES.E5L6 | DFBAK.5L6.B2 |  |  |  | 4 | BLMES.E5R6 | DFBAL.5R6.B2
| Monitors | IC | SEM | Channels | CFC
[16 empty] | TD62.1 | 6-2 | 1 | BLMI.A1TD62 |  |  | TD68.1 | 6-2 | 1 | BLMI.A1TD68
Left | 41 | 208 | 28 | 236 | 40 | [12 empty] | " | " |  |  |  |  | " | "
Right | 42 | 214 | 28 | 242 | 41 | [12 empty] | 8 | BLMI.H1TD62 |  |  |  |  | 8 | BLMI.H1TD68
Total | 83 | 422 | 56 | 478 | 81 | [10 empty] | TD62.2 | 7-2 | 1 | BLMI.A2TD62 |  |  | TD68.2 | 7-2 | 1 | BLMI.A2TD68
[18 empty] | " | " |  |  |  |  | " | "
[18 empty] | 8 | BLMI.H2TD62 |  |  |  |  | 8 | BLMI.H2TD68

## Sig, HT, Q11, Q12
| CERN ST/EL | [17 empty] | PAGE :
| DIC |  | DEMANDE D'INSTALLATION DE CABLES | [8 empty] | DATE D'EMISSION : |  | VERSION : | Réservé ST-EL
|  |  | DEMANDEUR : | FERIOLI |  | DESCRIPTION : | Beam Loss |  |  |  |  | FIN TRAVAUX DEMANDE : |  |  | RECU LE:
|  |  | TEL : | 75583 |  | DIVISION : | [5 empty] | CODE BUDGETAIRE : | 96534 |  | No. DT:
|  |  | BEEP : |  |  | GROUPE : | [5 empty] | NOM SIGNATURE AUTORISE : |  |  | AFFAIRE :
| COMMENTAIRES : | [13 empty] | ACTIVITE :
| BLM LHC cablage Signal et HT local pour Q1--- Q11 L/R | [13 empty] | OSE :
BLM LHC cablage Signal et HT local pour Q12--- Q34 L/R
|  | 5 | 4 | 20 | 6 | 12 | 12 | 3 | 4 | 7 | 7 | 6 | 12 | 12 | 3 | 4 | 7 | 7
No. Cable | No | TYPE | RE- | FONCTION DU CABLE |  |  | ORIGINE | [6 empty] | DESTINATION |  |  |  |  | LON- | No. Cable
(par ST-EL) |  | CABLE | SEAU |  | OUVRAG | EQUIPEMENT | ELEMENT | POSV | POSH | CONNECT | CONVN | OUVRAG | EQUIPEMENT | ELEMENT | POSV | POSH | CONNECT | CONVN | GUEUR | (par ST-EL)
| 1 | CB50 |  | Analog signal |  | BJBAP.A11L6 |  | IN 1 |  | 1B50PMT |  |  | BLM.A11A.L6 | MQ.11L3 | Sout |  | 1B50PMT
| 2 | CB50 |  | Analog signal |  | BJBAP.A11L6 |  | IN 2 |  | 1B50PMT |  |  | BLM.A11B.L6 | MQ.11L3 | Sout |  | 1B50PMT
| 3 | CB50 |  | Analog signal |  | BJBAP.A11L6 |  | IN 3 |  | 1B50PMT |  |  | BLM.A11C.L6 | MQ.11L3 | Sout |  | 1B50PMT
| 4 | CB50 |  | Analog signal |  | BJBAP.A11L6 |  | IN 4 |  | 1B50PMT |  |  | BLM.A11D.L6 | MQ.11L3 | Sout |  | 1B50PMT
| 5 | CB50 |  | Analog signal |  | BJBAP.A11L6 |  | IN 5 |  | 1B50PMT |  |  | BLM.A11E.L6 | MQ.11L3 | Sout |  | 1B50PMT
| 6 | CB50 |  | Analog signal |  | BJBAP.A11L6 |  | IN 6 |  | 1B50PMT |  |  | BLM.A11F.L6 | MQ.11L3 | Sout |  | 1B50PMT
| 7 | CBH50 |  | High voltage |  | BJBHT.A11L6 |  | HVout |  | 1B50PFH |  |  | BLM.A11A.L6 | MQ.11L3 | HVin |  | 1B50PFH
| 8 | CBH50 |  | High voltage |  | BLM.A11A.L6 | MQ.11L2 | HVout |  | 1B50PFH |  |  | BLM.A11B.L6 | MQ.11L3 | HVin |  | 1B50PFH
| 9 | CBH50 |  | High voltage |  | BLM.A11B.L6 | MQ.11L2 | HVout |  | 1B50PFH |  |  | BLM.A11C.L6 | MQ.11L3 | HVin |  | 1B50PFH
| 10 | CBH50 |  | High voltage |  | BLM.A11C.L6 | MQ.11L2 | HVout |  | 1B50PFH |  |  | BLM.A11D.L6 | MQ.11L3 | HVin |  | 1B50PFH
| 11 | CBH50 |  | High voltage |  | BLM.A11D.L6 | MQ.11L2 | HVout |  | 1B50PFH |  |  | BLM.A11E.L6 | MQ.11L3 | HVin |  | 1B50PFH
| 12 | CBH50 |  | High voltage |  | BLM.A11E.L6 | MQ.11L2 | HVout |  | 1B50PFH |  |  | BLM.A11F.L6 | MQ.11L3 | HVin |  | 1B50PFH
| 13 | CBH50 |  | High voltage |  | BLM.A11F.L6 | MQ.11L2 | HVout |  | 1B50PFH |  |  | BJBAP.A11L6 |  | HVin |  | 1B50PFH
| 14 | CB50 |  | Analog signal |  | BYPLM.A12L6 |  | IN 1 |  | 1B50PMT |  |  | BLM.A12A.L6 | MQ.12L3 | Sout |  | 1B50PMT
| 15 | CB50 |  | Analog signal |  | BYPLM.A12L6 |  | IN 2 |  | 1B50PMT |  |  | BLM.A12B.L6 | MQ.12L3 | Sout |  | 1B50PMT
| 16 | CB50 |  | Analog signal |  | BYPLM.A12L6 |  | IN 3 |  | 1B50PMT |  |  | BLM.A12C.L6 | MQ.12L3 | Sout |  | 1B50PMT
| 17 | CB50 |  | Analog signal |  | BYPLM.A12L6 |  | IN 4 |  | 1B50PMT |  |  | BLM.A12D.L6 | MQ.12L3 | Sout |  | 1B50PMT
| 18 | CB50 |  | Analog signal |  | BYPLM.A12L6 |  | IN 5 |  | 1B50PMT |  |  | BLM.A12E.L6 | MQ.12L3 | Sout |  | 1B50PMT
| 19 | CB50 |  | Analog signal |  | BYPLM.A12L6 |  | IN 6 |  | 1B50PMT |  |  | BLM.A12F.L6 | MQ.12L3 | Sout |  | 1B50PMT
| 20 | CBH50 |  | High voltage |  | BJBHT.A12L6 |  | HVout |  | 1B50PFH |  |  | BLM.A12A.L6 | MQ.12L3 | HVin |  | 1B50PFH
| 21 | CBH50 |  | High voltage |  | BLM.A12A.L6 | MQ.12L2 | HVout |  | 1B50PFH |  |  | BLM.A12B.L6 | MQ.12L3 | HVin |  | 1B50PFH
| 22 | CBH50 |  | High voltage |  | BLM.A12B.L6 | MQ.12L2 | HVout |  | 1B50PFH |  |  | BLM.A12C.L6 | MQ.12L3 | HVin |  | 1B50PFH
| 23 | CBH50 |  | High voltage |  | BLM.A12C.L6 | MQ.12L2 | HVout |  | 1B50PFH |  |  | BLM.A12D.L6 | MQ.12L3 | HVin |  | 1B50PFH
| 24 | CBH50 |  | High voltage |  | BLM.A12D.L6 | MQ.12L2 | HVout |  | 1B50PFH |  |  | BLM.A12E.L6 | MQ.12L3 | HVin |  | 1B50PFH
| 25 | CBH50 |  | High voltage |  | BLM.A12E.L6 | MQ.12L2 | HVout |  | 1B50PFH |  |  | BLM.A12F.L6 | MQ.12L3 | HVin |  | 1B50PFH
| 26 | CBH50 |  | High voltage |  | BLM.A12F.L6 | MQ.12L2 | HVout |  | 1B50PFH |  |  | BYPLM.A12L6 |  | HVin |  | 1B50PFH

## Left 6
| CERN ST/EL | [17 empty] | PAGE :
| DIC |  | DEMANDE D'INSTALLATION DE CABLES | [8 empty] | DATE D'EMISSION : |  | VERSION : | Réservé ST-EL
|  |  | DEMANDEUR : | FERIOLI |  | DESCRIPTION : | Beam Loss |  |  |  |  | FIN TRAVAUX DEMANDE : |  |  | RECU LE:
|  |  | TEL : | 75583 |  | DIVISION : | AB |  |  |  |  | CODE BUDGETAIRE : | 96534 |  | No. DT:
|  |  | BEEP : |  |  | GROUPE : | BDI |  |  |  |  | NOM SIGNATURE AUTORISE : | Ferioli |  | AFFAIRE :
| COMMENTAIRES : |  |  | Point 6 left | [10 empty] | ACTIVITE :
OSE :
|  | 5 | 4 | 20 | 6 | 12 | 12 | 3 | 4 | 7 | 7 | 6 | 12 | 12 | 3 | 4 | 7 | 7
No. Cable | No | TYPE | RE- | FONCTION DU CABLE |  |  | ORIGINE | [6 empty] | DESTINATION |  |  |  |  | LON- | No. Cable
(par ST-EL) |  | CABLE | SEAU |  | OUVRAG | EQUIPEMENT | ELEMENT | POSV | POSH | CONNECT | CONVN | OUVRAG | EQUIPEMENT | ELEMENT | POSV | POSH | CONNECT | CONVN | GUEUR | (par ST-EL)
| 1 | CB50 |  | Analog signal |  | BJBAP.A4L6 |  | IN 1 |  | 1B50PMT |  |  | BLMEI.A4L6 | MSDB.B4L6.B1 | Sout1 |  | 1B50PMT
| 2 | CB50 |  | Analog signal |  | BJBAP.A4L6 |  | IN 2 |  | 1B50PMT |  |  | BLMES.A4L6 | MSDB.B4L6.B1 | Sout2 |  | 1B50PMT
| 3 | CB50 |  | Analog signal |  | BJBAP.A4L6 |  | IN 3 |  | 1B50PMT |  |  | BLMEI.B4L6 | MSDB.B4L6.B2 | Sout1 |  | 1B50PMT
| 4 | CB50 |  | Analog signal |  | BJBAP.A4L6 |  | IN 4 |  | 1B50PMT |  |  | BLMES.B4L6 | MSDB.B4L6.B2 | Sout2 |  | 1B50PMT
1 | 5 | CBH50 |  | High voltage |  | BJBHT.A4L6 |  | HVout |  | 1HVPF |  |  | BLMEI.A4L6 | MSDB.B4L6.B1 | HVin |  | 1HVPF
2 | 6 | CBH50 |  | High voltage |  | BLMES.A4L6 | MSDB.B4L6.B1 | HVout |  | 1HVPF |  |  | BLMEI.B4L6 | MSDB.B4L6.B2 | HVin |  | 1HVPF
3 | 7 | CBH50 |  | High voltage |  | BLMES.B4L6 | MSDB.B4L6.B2 | HVout |  | 1HVPF |  |  | BJBAP.A4L6 |  | HVin |  | 1HVPF
| 8 | CB50 |  | Analog signal |  | BJBAP.B4L6 |  | IN 1 |  | 1B50PMT |  |  | BLMEI.C4L6 | MSDA.A4L6.B1 | Sout1 |  | 1B50PMT
| 9 | CB50 |  | Analog signal |  | BJBAP.B4L6 |  | IN 2 |  | 1B50PMT |  |  | BLMES.C4L6 | MSDA.A4L6.B1 | Sout2 |  | 1B50PMT
| 10 | CB50 |  | Analog signal |  | BJBAP.B4L6 |  | IN 3 |  | 1B50PMT |  |  | BLMEI.D4L6 | MSDA.A4L6.B2 | Sout1 |  | 1B50PMT
| 11 | CB50 |  | Analog signal |  | BJBAP.B4L6 |  | IN 4 |  | 1B50PMT |  |  | BLMES.D4L6 | MSDA.A4L6.B2 | Sout2 |  | 1B50PMT
4 | 12 | CBH50 |  | High voltage |  | BJBHT.B4L6 |  | HVout |  | 1HVPF |  |  | BLMEI.C4L6 | MSDA.A4L6.B1 | HVin |  | 1HVPF
5 | 13 | CBH50 |  | High voltage |  | BLMES.C4L6 | MSDA.A4L6.B1 | HVout |  | 1HVPF |  |  | BLMEI.D4L6 | MSDA.A4L6.B2 | HVin |  | 1HVPF
6 | 14 | CBH50 |  | High voltage |  | BLMES.D4L6 | MSDA.A4L6.B2 | HVout |  | 1HVPF |  |  | BJBAP.B4L6 |  | HVin |  | 1HVPF
| 15 | CB50 |  | Analog signal |  | BJBAP.C4L6 |  | IN 1 |  | 1B50PMT |  |  | BLMEI.E4L6 | MSDA.B4L6.B1 | Sout1 |  | 1B50PMT
| 16 | CB50 |  | Analog signal |  | BJBAP.C4L6 |  | IN 2 |  | 1B50PMT |  |  | BLMES.E4L6 | MSDA.B4L6.B1 | Sout2 |  | 1B50PMT
| 17 | CB50 |  | Analog signal |  | BJBAP.C4L6 |  | IN 3 |  | 1B50PMT |  |  | BLMEI.F4L6 | MSDA.B4L6.B2 | Sout1 |  | 1B50PMT
| 18 | CB50 |  | Analog signal |  | BJBAP.C4L6 |  | IN 4 |  | 1B50PMT |  |  | BLMES.F4L6 | MSDA.B4L6.B2 | Sout2 |  | 1B50PMT
7 | 19 | CBH50 |  | High voltage |  | BJBHT.C4L6 |  | HVout |  | 1HVPF |  |  | BLMEI.E4L6 | MSDA.B4L6.B1 | HVin |  | 1HVPF
8 | 20 | CBH50 |  | High voltage |  | BLMES.E4L6 | MSDA.B4L6.B1 | HVout |  | 1HVPF |  |  | BLMEI.F4L6 | MSDA.B4L6.B2 | HVin |  | 1HVPF
9 | 21 | CBH50 |  | High voltage |  | BLMES.F4L6 | MSDA.B4L6.B2 | HVout |  | 1HVPF |  |  | BJBAP.C4L6 |  | HVin |  | 1HVPF
| CERN ST/EL | [17 empty] | PAGE :
| DIC |  | DEMANDE D'INSTALLATION DE CABLES | [8 empty] | DATE D'EMISSION : |  | VERSION : | Réservé ST-EL
|  |  | DEMANDEUR : | FERIOLI |  | DESCRIPTION : | Beam Loss |  |  |  |  | FIN TRAVAUX DEMANDE : |  |  | RECU LE:
|  |  | TEL : | 75583 |  | DIVISION : | AB |  |  |  |  | CODE BUDGETAIRE : | 96534 |  | No. DT:
|  |  | BEEP : |  |  | GROUPE : | BDI |  |  |  |  | NOM SIGNATURE AUTORISE : | Ferioli |  | AFFAIRE :
| COMMENTAIRES : |  |  | Point 6 left | [10 empty] | ACTIVITE :
OSE :
|  | 5 | 4 | 20 | 6 | 12 | 12 | 3 | 4 | 7 | 7 | 6 | 12 | 12 | 3 | 4 | 7 | 7
No. Cable | No | TYPE | RE- | FONCTION DU CABLE |  |  | ORIGINE | [6 empty] | DESTINATION |  |  |  |  | LON- | No. Cable
(par ST-EL) |  | CABLE | SEAU |  | OUVRAG | EQUIPEMENT | ELEMENT | POSV | POSH | CONNECT | CONVN | OUVRAG | EQUIPEMENT | ELEMENT | POSV | POSH | CONNECT | CONVN | GUEUR | (par ST-EL)
| 22 | CB50 |  | Analog signal |  | BJBAP.D4L6 |  | IN 1 |  | 1B50PMT |  |  | BLMEI.G4L6 | MSDA.D4L6.B1 | Sout1 |  | 1B50PMT
| 23 | CB50 |  | Analog signal |  | BJBAP.D4L6 |  | IN 2 |  | 1B50PMT |  |  | BLMES.G4L6 | MSDA.D4L6.B1 | Sout2 |  | 1B50PMT
| 24 | CB50 |  | Analog signal |  | BJBAP.D4L6 |  | IN 3 |  | 1B50PMT |  |  | BLMEI.H4L6 | MSDA.D4L6.B2 | Sout1 |  | 1B50PMT
| 25 | CB50 |  | Analog signal |  | BJBAP.D4L6 |  | IN 4 |  | 1B50PMT |  |  | BLMES.H4L6 | MSDA.D4L6.B2 | Sout2 |  | 1B50PMT
10 | 26 | CBH50 |  | High voltage |  | BJBHT.D4L6 |  | HVout |  | 1HVPF |  |  | BLMEI.G4L6 | MSDA.D4L6.B1 | HVin |  | 1HVPF
11 | 27 | CBH50 |  | High voltage |  | BLMES.G4L6 | MSDA.D4L6.B1 | HVout |  | 1HVPF |  |  | BLMEI.H4L6 | MSDA.D4L6.B2 | HVin |  | 1HVPF
12 | 28 | CBH50 |  | High voltage |  | BLMES.H4L6 | MSDA.D4L6.B2 | HVout |  | 1HVPF |  |  | BJBAP.D4L6 |  | HVin |  | 1HVPF
| 29 | CB50 |  | Analog signal |  | BJBAP.E4L6 |  | IN 1 |  | 1B50PMT |  |  | BLMEI.I4L6 | TCDS.4L6.B1 | Sout1 |  | 1B50PMT
| 30 | CB50 |  | Analog signal |  | BJBAP.E4L6 |  | IN 2 |  | 1B50PMT |  |  | BLMES.I4L6 | TCDS.4L6.B1 | Sout2 |  | 1B50PMT
| 31 | CB50 |  | Analog signal |  | BJBAP.E4L6 |  | IN 3 |  | 1B50PMT |  |  | BLMEI.L4L6 | TCDS.4L6.B1 | Sout1 |  | 1B50PMT
| 32 | CB50 |  | Analog signal |  | BJBAP.E4L6 |  | IN 4 |  | 1B50PMT |  |  | BLMES.L4L6 | TCDS.4L6.B1 | Sout2 |  | 1B50PMT
13 | 33 | CBH50 |  | High voltage |  | BJBHT.E4L6 |  | HVout |  | 1HVPF |  |  | BLMEI.I4L6 | TCDS.4L6.B1 | HVin |  | 1HVPF
14 | 34 | CBH50 |  | High voltage |  | BLMES.I4L6 | TCDS.4L6.B1 | HVout |  | 1HVPF |  |  | BLMEI.L4L6 | TCDS.4L6.B1 | HVin |  | 1HVPF
15 | 35 | CBH50 |  | High voltage |  | BLMES.L4L6 | TCDS.4L6.B1 | HVout |  | 1HVPF |  |  | BJBAP.E4L6 |  | HVin |  | 1HVPF
16
| 36 | CB50 |  | Analog signal |  | BJBAP.F4L6 |  | IN 1 |  | 1B50PMT |  |  | BLMEI.M4L6 | MKBV.A4L6.B2 | Sout1 |  | 1B50PMT
| 37 | CB50 |  | Analog signal |  | BJBAP.F4L6 |  | IN 2 |  | 1B50PMT |  |  | BLMES.M4L6 | MKBV.A4L6.B2 | Sout2 |  | 1B50PMT
| 38 | CB50 |  | Analog signal |  | BJBAP.F4L6 |  | IN 3 |  | 1B50PMT |  |  | BLMEI.N4L6 | MKBV.A4L6.B2 | Sout1 |  | 1B50PMT
| 39 | CB50 |  | Analog signal |  | BJBAP.F4L6 |  | IN 4 |  | 1B50PMT |  |  | BLMES.N4L6 | MKBV.A4L6.B2 | Sout2 |  | 1B50PMT
16 | 40 | CBH50 |  | High voltage |  | BJBHT.F4L6 |  | HVout |  | 1HVPF |  |  | BLMEI.M4L6 | MKBV.A4L6.B2 | HVin |  | 1HVPF
17 | 41 | CBH50 |  | High voltage |  | BLMES.M4L6 | MKBV.A4L6.B2 | HVout |  | 1HVPF |  |  | BLMEI.N4L6 | MKBV.A4L6.B2 | HVin |  | 1HVPF
18 | 42 | CBH50 |  | High voltage |  | BLMES.N4L6 | MKBV.A4L6.B2 | HVout |  | 1HVPF |  |  | BJBAP.F4L6 |  | HVin |  | 1HVPF
| CERN ST/EL | [17 empty] | PAGE :
| DIC |  | DEMANDE D'INSTALLATION DE CABLES | [8 empty] | DATE D'EMISSION : |  | VERSION : | Réservé ST-EL
|  |  | DEMANDEUR : | FERIOLI |  | DESCRIPTION : | Beam Loss |  |  |  |  | FIN TRAVAUX DEMANDE : |  |  | RECU LE:
|  |  | TEL : | 75583 |  | DIVISION : | AB |  |  |  |  | CODE BUDGETAIRE : | 96534 |  | No. DT:
|  |  | BEEP : |  |  | GROUPE : | BDI |  |  |  |  | NOM SIGNATURE AUTORISE : | Ferioli |  | AFFAIRE :
| COMMENTAIRES : |  |  | Point 6 left | [10 empty] | ACTIVITE :
OSE :
|  | 5 | 4 | 20 | 6 | 12 | 12 | 3 | 4 | 7 | 7 | 6 | 12 | 12 | 3 | 4 | 7 | 7
No. Cable | No | TYPE | RE- | FONCTION DU CABLE |  |  | ORIGINE | [6 empty] | DESTINATION |  |  |  |  | LON- | No. Cable
(par ST-EL) |  | CABLE | SEAU |  | OUVRAG | EQUIPEMENT | ELEMENT | POSV | POSH | CONNECT | CONVN | OUVRAG | EQUIPEMENT | ELEMENT | POSV | POSH | CONNECT | CONVN | GUEUR | (par ST-EL)
| 43 | CB50 |  | Analog signal |  | BJBAP.G4L6 |  | IN 1 |  | 1B50PMT |  |  | BLMEI.O4L6 | TCDQ.4L6.B2 | Sout1 |  | 1B50PMT
| 44 | CB50 |  | Analog signal |  | BJBAP.G4L6 |  | IN 2 |  | 1B50PMT |  |  | BLMES.O4L6 | TCDQ.4L6.B2 | Sout2 |  | 1B50PMT
| 45 | CB50 |  | Analog signal |  | BJBAP.G4L6 |  | IN 3 |  | 1B50PMT |  |  | BLMEI.P4L6 | TCDQ.4L6.B2 | Sout1 |  | 1B50PMT
| 46 | CB50 |  | Analog signal |  | BJBAP.G4L6 |  | IN 4 |  | 1B50PMT |  |  | BLMES.P4L6 | TCDQ.4L6.B2 | Sout2 |  | 1B50PMT
| 47 | CB50 |  | Analog signal |  | BJBAP.G4L6 |  | IN 5 |  | 1B50PMT |  |  | BLMEI.Q4L6 | TCDS.4L6.B2 | Sout1 |  | 1B50PMT
| 48 | CB50 |  | Analog signal |  | BJBAP.G4L6 |  | IN 6 |  | 1B50PMT |  |  | BLMES.Q4L6 | TCDS.4L6.B2 | Sout2 |  | 1B50PMT
19 | 49 | CBH50 |  | High voltage |  | BJBHT.G4L6 |  | HVout |  | 1HVPF |  |  | BLMEI.O4L6 | TCDQ.4L6.B2 | HVin |  | 1HVPF
20 | 50 | CBH50 |  | High voltage |  | BLMES.O4L6 | TCDQ.4L6.B2 | HVout |  | 1HVPF |  |  | BLMEI.P4L6 | TCDQ.4L6.B2 | HVin |  | 1HVPF
21 | 51 | CBH50 |  | High voltage |  | BLMES.P4L6 | TCDQ.4L6.B2 | HVout |  | 1HVPF |  |  | BLMEI.Q4L6 | TCDS.4L6.B2 | HVin |  | 1HVPF
22 | 52 | CBH50 |  | High voltage |  | BLMES.Q4L6 | TCDS.4L6.B2 | HVout |  | 1HVPF |  |  | BJBAP.G4L6 |  | HVin |  | 1HVPF
| 53 | CB50 |  | Analog signal |  | BJBAP.A5L6 |  | IN 1 |  | 1B50PMT |  |  | BLMEI.A5L6 | MKD.I5L6.B1 | Sout1 |  | 1B50PMT
| 54 | CB50 |  | Analog signal |  | BJBAP.A5L6 |  | IN 2 |  | 1B50PMT |  |  | BLMES.A5L6 | MKD.I5L6.B1 | Sout2 |  | 1B50PMT
| 55 | CB50 |  | Analog signal |  | BJBAP.A5L6 |  | IN 3 |  | 1B50PMT |  |  | BLMEI.B5L6 | MKD.I5L6.B1 | Sout1 |  | 1B50PMT
| 56 | CB50 |  | Analog signal |  | BJBAP.A5L6 |  | IN 4 |  | 1B50PMT |  |  | BLMES.B5L6 | MKD.I5L6.B1 | Sout2 |  | 1B50PMT
| 57 | CB50 |  | Analog signal |  | BJBAP.A5L6 |  | IN 5 |  | 1B50PMT |  |  | BLMEI.C5L6 | MKD.I5L6.B1 | Sout1 |  | 1B50PMT
| 58 | CB50 |  | Analog signal |  | BJBAP.A5L6 |  | IN 6 |  | 1B50PMT |  |  | BLMES.C5L6 | MKD.I5L6.B1 | Sout2 |  | 1B50PMT
23 | 59 | CBH50 |  | High voltage |  | BJBHT.A5L6 |  | HVout |  | 1HVPF |  |  | BLMEI.A5L6 | MKD.I5L6.B1 | HVin |  | 1HVPF
24 | 60 | CBH50 |  | High voltage |  | BLMES.A5L6 | MKD.I5L6.B1 | HVout |  | 1HVPF |  |  | BLMEI.B5L6 | MKD.I5L6.B1 | HVin |  | 1HVPF
25 | 61 | CBH50 |  | High voltage |  | BLMES.B5L6 | MKD.I5L6.B1 | HVout |  | 1HVPF |  |  | BLMEI.C5L6 | MKD.I5L6.B1 | HVin |  | 1HVPF
26 | 62 | CBH50 |  | High voltage |  | BLMES.C5L6 | MKD.I5L6.B1 | HVout |  | 1HVPF |  |  | BJBAP.A5L6 |  | HVin |  | 1HVPF
| 63 | CB50 |  | Analog signal |  | BJBAP.C5L6 |  | IN 1 |  | 1B50PMT |  |  | BLMEI.D5L6 | DFBAK.5L6.B2 | Sout1 |  | 1B50PMT
| 64 | CB50 |  | Analog signal |  | BJBAP.C5L6 |  | IN 2 |  | 1B50PMT |  |  | BLMES.D5L6 | DFBAK.5L6.B2 | Sout2 |  | 1B50PMT
| 65 | CB50 |  | Analog signal |  | BJBAP.C5L6 |  | IN 3 |  | 1B50PMT |  |  | BLMEI.E5L6 | DFBAK.5L6.B2 | Sout1 |  | 1B50PMT
| 66 | CB50 |  | Analog signal |  | BJBAP.C5L6 |  | IN 4 |  | 1B50PMT |  |  | BLMES.E5L6 | DFBAK.5L6.B2 | Sout2 |  | 1B50PMT
27 | 67 | CBH50 |  | High voltage |  | BJBHT.C5L6 |  | HVout |  | 1HVPF |  |  | BLMEI.D5L6 | DFBAK.5L6.B2 | HVin |  | 1HVPF
28 | 68 | CBH50 |  | High voltage |  | BLMES.D5L6 | DFBAK.5L6.B2 | HVout |  | 1HVPF |  |  | BLMEI.E5L6 | DFBAK.5L6.B2 | HVin |  | 1HVPF
29 | 69 | CBH50 |  | High voltage |  | BLMES.E5L6 | DFBAK.5L6.B2 | HVout |  | 1HVPF |  |  | BJBAP.C5L6 |  | HVin |  | 1HVPF

## right 6
| CERN ST/EL | [17 empty] | PAGE : 1
| DIC |  | DEMANDE D'INSTALLATION DE CABLES | [8 empty] | DATE D'EMISSION : |  | VERSION : | Réservé ST-EL
|  |  | DEMANDEUR : | FERIOLI |  | DESCRIPTION : | Beam Loss |  |  |  |  | FIN TRAVAUX DEMANDE : |  |  | RECU LE:
|  |  | TEL : | 75583 |  | DIVISION : | AB |  |  |  |  | CODE BUDGETAIRE : | 96534 |  | No. DT:
|  |  | BEEP : |  |  | GROUPE : | BDI |  |  |  |  | NOM SIGNATURE AUTORISE : | Ferioli |  | AFFAIRE :
| COMMENTAIRES : |  |  | Point 6 right | [10 empty] | ACTIVITE :
OSE :
|  | 5 | 4 | 20 | 6 | 12 | 12 | 3 | 4 | 7 | 7 | 6 | 12 | 12 | 3 | 4 | 7 | 7
No. Cable | No | TYPE | RE- | FONCTION DU CABLE |  |  | ORIGINE | [6 empty] | DESTINATION |  |  |  |  | LON- | No. Cable
(par ST-EL) |  | CABLE | SEAU |  | OUVRAG | EQUIPEMENT | ELEMENT | POSV | POSH | CONNECT | CONVN | OUVRAG | EQUIPEMENT | ELEMENT | POSV | POSH | CONNECT | CONVN | GUEUR | (par ST-EL)
| 1 | CB50 |  | Analog signal |  | BJBAP.A4R6 |  | IN 1 |  | 1B50PMT |  |  | BLMEI.A4R6 | MSDB.A4R6.B1 | Sout1 |  | 1B50PMT
| 2 | CB50 |  | Analog signal |  | BJBAP.A4R6 |  | IN 2 |  | 1B50PMT |  |  | BLMES.A4R6 | MSDB.A4R6.B1 | Sout2 |  | 1B50PMT
| 3 | CB50 |  | Analog signal |  | BJBAP.A4R6 |  | IN 3 |  | 1B50PMT |  |  | BLMEI.B4R6 | MSDB.A4R6.B2 | Sout1 |  | 1B50PMT
| 4 | CB50 |  | Analog signal |  | BJBAP.A4R6 |  | IN 4 |  | 1B50PMT |  |  | BLMES.B4R6 | MSDB.A4R6.B2 | Sout2 |  | 1B50PMT
1 | 5 | CBH50 |  | High voltage |  | BJBHT.A4R6 |  | HVout |  | 1HVPF |  |  | BLMEI.A4R6 | MSDB.A4R6.B1 | HVin |  | 1HVPF
2 | 6 | CBH50 |  | High voltage |  | BLMES.A4R6 | MSDB.A4R6.B1 | HVout |  | 1HVPF |  |  | BLMEI.B4R6 | MSDB.A4R6.B2 | HVin |  | 1HVPF
3 | 7 | CBH50 |  | High voltage |  | BLMES.B4R6 | MSDB.A4R6.B2 | HVout |  | 1HVPF |  |  | BJBAP.A4R6 |  | HVin |  | 1HVPF
| 8 | CB50 |  | Analog signal |  | BJBAP.B4R6 |  | IN 1 |  | 1B50PMT |  |  | BLMEI.C4R6 | MSDB.B4R6.B1 | Sout1 |  | 1B50PMT
| 9 | CB50 |  | Analog signal |  | BJBAP.B4R6 |  | IN 2 |  | 1B50PMT |  |  | BLMES.C4R6 | MSDB.B4R6.B1 | Sout2 |  | 1B50PMT
| 10 | CB50 |  | Analog signal |  | BJBAP.B4R6 |  | IN 3 |  | 1B50PMT |  |  | BLMEI.D4R6 | MSDB.B4R6.B2 | Sout1 |  | 1B50PMT
| 11 | CB50 |  | Analog signal |  | BJBAP.B4R6 |  | IN 4 |  | 1B50PMT |  |  | BLMES.D4R6 | MSDB.B4R6.B2 | Sout2 |  | 1B50PMT
4 | 12 | CBH50 |  | High voltage |  | BJBHT.B4R6 |  | HVout |  | 1HVPF |  |  | BLMEI.C4R6 | MSDB.B4R6.B1 | HVin |  | 1HVPF
5 | 13 | CBH50 |  | High voltage |  | BLMES.C4R6 | MSDB.B4R6.B1 | HVout |  | 1HVPF |  |  | BLMEI.D4R6 | MSDB.B4R6.B2 | HVin |  | 1HVPF
6 | 14 | CBH50 |  | High voltage |  | BLMES.D4R6 | MSDB.B4R6.B2 | HVout |  | 1HVPF |  |  | BJBAP.B4R6 |  | HVin |  | 1HVPF
| 15 | CB50 |  | Analog signal |  | BJBAP.C4R6 |  | IN 1 |  | 1B50PMT |  |  | BLMEI.E4R6 | MSDA.B4R6.B1 | Sout1 |  | 1B50PMT
| 16 | CB50 |  | Analog signal |  | BJBAP.C4R6 |  | IN 2 |  | 1B50PMT |  |  | BLMES.E4R6 | MSDA.B4R6.B1 | Sout2 |  | 1B50PMT
| 17 | CB50 |  | Analog signal |  | BJBAP.C4R6 |  | IN 3 |  | 1B50PMT |  |  | BLMEI.F4R6 | MSDA.B4R6.B2 | Sout1 |  | 1B50PMT
| 18 | CB50 |  | Analog signal |  | BJBAP.C4R6 |  | IN 4 |  | 1B50PMT |  |  | BLMES.F4R6 | MSDA.B4R6.B2 | Sout2 |  | 1B50PMT
7 | 19 | CBH50 |  | High voltage |  | BJBHT.C4R6 |  | HVout |  | 1HVPF |  |  | BLMEI.E4R6 | MSDA.B4R6.B1 | HVin |  | 1HVPF
8 | 20 | CBH50 |  | High voltage |  | BLMES.E4R6 | MSDA.B4R6.B1 | HVout |  | 1HVPF |  |  | BLMEI.F4R6 | MSDA.B4R6.B2 | HVin |  | 1HVPF
9 | 21 | CBH50 |  | High voltage |  | BLMES.F4R6 | MSDA.B4R6.B2 | HVout |  | 1HVPF |  |  | BJBAP.C4R6 |  | HVin |  | 1HVPF
| CERN ST/EL | [17 empty] | PAGE : 2
| DIC |  | DEMANDE D'INSTALLATION DE CABLES | [8 empty] | DATE D'EMISSION : |  | VERSION : | Réservé ST-EL
|  |  | DEMANDEUR : | FERIOLI |  | DESCRIPTION : | Beam Loss |  |  |  |  | FIN TRAVAUX DEMANDE : |  |  | RECU LE:
|  |  | TEL : | 75583 |  | DIVISION : | AB |  |  |  |  | CODE BUDGETAIRE : | 96534 |  | No. DT:
|  |  | BEEP : |  |  | GROUPE : | BDI |  |  |  |  | NOM SIGNATURE AUTORISE : | Ferioli |  | AFFAIRE :
| COMMENTAIRES : |  |  | Point 6 right | [10 empty] | ACTIVITE :
OSE :
|  | 5 | 4 | 20 | 6 | 12 | 12 | 3 | 4 | 7 | 7 | 6 | 12 | 12 | 3 | 4 | 7 | 7
No. Cable | No | TYPE | RE- | FONCTION DU CABLE |  |  | ORIGINE | [6 empty] | DESTINATION |  |  |  |  | LON- | No. Cable
(par ST-EL) |  | CABLE | SEAU |  | OUVRAG | EQUIPEMENT | ELEMENT | POSV | POSH | CONNECT | CONVN | OUVRAG | EQUIPEMENT | ELEMENT | POSV | POSH | CONNECT | CONVN | GUEUR | (par ST-EL)
| 22 | CB50 |  | Analog signal |  | BJBAP.D4R6 |  | IN 1 |  | 1B50PMT |  |  | BLMEI.G4R6 | MSDA.D4R6.B1 | Sout1 |  | 1B50PMT
| 23 | CB50 |  | Analog signal |  | BJBAP.D4R6 |  | IN 2 |  | 1B50PMT |  |  | BLMES.G4R6 | MSDA.D4R6.B1 | Sout2 |  | 1B50PMT
| 24 | CB50 |  | Analog signal |  | BJBAP.D4R6 |  | IN 3 |  | 1B50PMT |  |  | BLMEI.H4R6 | MSDA.D4R6.B2 | Sout1 |  | 1B50PMT
| 25 | CB50 |  | Analog signal |  | BJBAP.D4R6 |  | IN 4 |  | 1B50PMT |  |  | BLMES.H4R6 | MSDA.D4R6.B2 | Sout2 |  | 1B50PMT
10 | 26 | CBH50 |  | High voltage |  | BJBHT.D4R6 |  | HVout |  | 1HVPF |  |  | BLMEI.G4R6 | MSDA.D4R6.B1 | HVin |  | 1HVPF
11 | 27 | CBH50 |  | High voltage |  | BLMES.G4R6 | MSDA.D4R6.B1 | HVout |  | 1HVPF |  |  | BLMEI.H4R6 | MSDA.D4R6.B2 | HVin |  | 1HVPF
12 | 28 | CBH50 |  | High voltage |  | BLMES.H4R6 | MSDA.D4R6.B2 | HVout |  | 1HVPF |  |  | BJBAP.D4R6 |  | HVin |  | 1HVPF
| 29 | CB50 |  | Analog signal |  | BJBAP.E4R6 |  | IN 1 |  | 1B50PMT |  |  | BLMEI.I4R6 | TCDS.4R6.B2 | Sout1 |  | 1B50PMT
| 30 | CB50 |  | Analog signal |  | BJBAP.E4R6 |  | IN 2 |  | 1B50PMT |  |  | BLMES.I4R6 | TCDS.4R6.B2 | Sout2 |  | 1B50PMT
| 31 | CB50 |  | Analog signal |  | BJBAP.E4R6 |  | IN 3 |  | 1B50PMT |  |  | BLMEI.L4R6 | TCDS.4R6.B2 | Sout1 |  | 1B50PMT
| 32 | CB50 |  | Analog signal |  | BJBAP.E4R6 |  | IN 4 |  | 1B50PMT |  |  | BLMES.L4R6 | TCDS.4R6.B2 | Sout2 |  | 1B50PMT
13 | 33 | CBH50 |  | High voltage |  | BJBHT.E4R6 |  | HVout |  | 1HVPF |  |  | BLMEI.I4R6 | TCDS.4R6.B2 | HVin |  | 1HVPF
14 | 34 | CBH50 |  | High voltage |  | BLMES.I4R6 | TCDS.4R6.B2 | HVout |  | 1HVPF |  |  | BLMEI.L4R6 | TCDS.4R6.B2 | HVin |  | 1HVPF
15 | 35 | CBH50 |  | High voltage |  | BLMES.L4R6 | TCDS.4R6.B2 | HVout |  | 1HVPF |  |  | BJBAP.E4R6 |  | HVin |  | 1HVPF
| 36 | CB50 |  | Analog signal |  | BJBAP.F4R6 |  | IN 1 |  | 1B50PMT |  |  | BLMEI.M4R6 | MKBV.A4R6.B1 | Sout1 |  | 1B50PMT
| 37 | CB50 |  | Analog signal |  | BJBAP.F4R6 |  | IN 2 |  | 1B50PMT |  |  | BLMES.M4R6 | MKBV.A4R6.B1 | Sout2 |  | 1B50PMT
| 38 | CB50 |  | Analog signal |  | BJBAP.F4R6 |  | IN 3 |  | 1B50PMT |  |  | BLMEI.N4R6 | MKBV.A4R6.B1 | Sout1 |  | 1B50PMT
| 39 | CB50 |  | Analog signal |  | BJBAP.F4R6 |  | IN 4 |  | 1B50PMT |  |  | BLMES.N4R6 | MKBV.A4R6.B1 | Sout2 |  | 1B50PMT
16 | 40 | CBH50 |  | High voltage |  | BJBHT.F4R6 |  | HVout |  | 1HVPF |  |  | BLMEI.M4R6 | MKBV.A4R6.B1 | HVin |  | 1HVPF
17 | 41 | CBH50 |  | High voltage |  | BLMES.M4R6 | MKBV.A4R6.B1 | HVout |  | 1HVPF |  |  | BLMEI.N4R6 | MKBV.A4R6.B1 | HVin |  | 1HVPF
18 | 42 | CBH50 |  | High voltage |  | BLMES.N4R6 | MKBV.A4R6.B1 | HVout |  | 1HVPF |  |  | BJBAP.F4R6 |  | HVin |  | 1HVPF
| CERN ST/EL | [17 empty] | PAGE : 3
| DIC |  | DEMANDE D'INSTALLATION DE CABLES | [8 empty] | DATE D'EMISSION : |  | VERSION : | Réservé ST-EL
|  |  | DEMANDEUR : | FERIOLI |  | DESCRIPTION : | Beam Loss |  |  |  |  | FIN TRAVAUX DEMANDE : |  |  | RECU LE:
|  |  | TEL : | 75583 |  | DIVISION : | AB |  |  |  |  | CODE BUDGETAIRE : | 96534 |  | No. DT:
|  |  | BEEP : |  |  | GROUPE : | BDI |  |  |  |  | NOM SIGNATURE AUTORISE : | Ferioli |  | AFFAIRE :
| COMMENTAIRES : |  |  | Point 6 right | [10 empty] | ACTIVITE :
OSE :
|  | 5 | 4 | 20 | 6 | 12 | 12 | 3 | 4 | 7 | 7 | 6 | 12 | 12 | 3 | 4 | 7 | 7
No. Cable | No | TYPE | RE- | FONCTION DU CABLE |  |  | ORIGINE | [6 empty] | DESTINATION |  |  |  |  | LON- | No. Cable
(par ST-EL) |  | CABLE | SEAU |  | OUVRAG | EQUIPEMENT | ELEMENT | POSV | POSH | CONNECT | CONVN | OUVRAG | EQUIPEMENT | ELEMENT | POSV | POSH | CONNECT | CONVN | GUEUR | (par ST-EL)
| 43 | CB50 |  | Analog signal |  | BJBAP.G4R6 |  | IN 1 |  | 1B50PMT |  |  | BLMEI.O4R6 | TCDQ.4R6.B1 | Sout1 |  | 1B50PMT
| 44 | CB50 |  | Analog signal |  | BJBAP.G4R6 |  | IN 2 |  | 1B50PMT |  |  | BLMES.O4R6 | TCDQ.4R6.B1 | Sout2 |  | 1B50PMT
| 45 | CB50 |  | Analog signal |  | BJBAP.G4R6 |  | IN 3 |  | 1B50PMT |  |  | BLMEI.P4R6 | TCDQ.4R6.B1 | Sout1 |  | 1B50PMT
| 46 | CB50 |  | Analog signal |  | BJBAP.G4R6 |  | IN 4 |  | 1B50PMT |  |  | BLMES.P4R6 | TCDQ.4R6.B1 | Sout2 |  | 1B50PMT
| 47 | CB50 |  | Analog signal |  | BJBAP.G4R6 |  | IN 5 |  | 1B50PMT |  |  | BLMEI.Q4R6 | TCDS.4R6.B1 | Sout1 |  | 1B50PMT
| 48 | CB50 |  | Analog signal |  | BJBAP.G4R6 |  | IN 6 |  | 1B50PMT |  |  | BLMES.Q4R6 | TCDS.4R6.B1 | Sout2 |  | 1B50PMT
19 | 49 | CBH50 |  | High voltage |  | BJBHT.G4R6 |  | HVout |  | 1HVPF |  |  | BLMEI.O4R6 | TCDQ.4R6.B1 | HVin |  | 1HVPF
20 | 50 | CBH50 |  | High voltage |  | BLMES.O4R6 | TCDQ.4R6.B1 | HVout |  | 1HVPF |  |  | BLMEI.P4R6 | TCDQ.4R6.B1 | HVin |  | 1HVPF
21 | 51 | CBH50 |  | High voltage |  | BLMES.P4R6 | TCDQ.4R6.B1 | HVout |  | 1HVPF |  |  | BLMEI.Q4R6 | TCDS.4R6.B1 | HVin |  | 1HVPF
22 | 52 | CBH50 |  | High voltage |  | BLMES.Q4R6 | TCDS.4R6.B1 | HVout |  | 1HVPF |  |  | BJBAP.G4R6 |  | HVin |  | 1HVPF
| 53 | CB50 |  | Analog signal |  | BJBAP.A5R6 |  | IN 1 |  | 1B50PMT |  |  | BLMEI.A5R6 | MKD.I5R6.B2 | Sout1 |  | 1B50PMT
| 54 | CB50 |  | Analog signal |  | BJBAP.A5R6 |  | IN 2 |  | 1B50PMT |  |  | BLMES.A5R6 | MKD.I5R6.B2 | Sout2 |  | 1B50PMT
| 55 | CB50 |  | Analog signal |  | BJBAP.A5R6 |  | IN 3 |  | 1B50PMT |  |  | BLMEI.B5R6 | MKD.I5R6.B2 | Sout1 |  | 1B50PMT
| 56 | CB50 |  | Analog signal |  | BJBAP.A5R6 |  | IN 4 |  | 1B50PMT |  |  | BLMES.B5R6 | MKD.I5R6.B2 | Sout2 |  | 1B50PMT
| 57 | CB50 |  | Analog signal |  | BJBAP.A5R6 |  | IN 5 |  | 1B50PMT |  |  | BLMEI.C5R6 | MKD.I5R6.B2 | Sout1 |  | 1B50PMT
| 58 | CB50 |  | Analog signal |  | BJBAP.A5R6 |  | IN 6 |  | 1B50PMT |  |  | BLMES.C5R6 | MKD.I5R6.B2 | Sout2 |  | 1B50PMT
23 | 59 | CBH50 |  | High voltage |  | BJBHT.A5R6 |  | HVout |  | 1HVPF |  |  | BLMEI.A5R6 | MKD.I5R6.B2 | HVin |  | 1HVPF
24 | 60 | CBH50 |  | High voltage |  | BLMES.A5R6 | MKD.I5R6.B2 | HVout |  | 1HVPF |  |  | BLMEI.B5R6 | MKD.I5R6.B2 | HVin |  | 1HVPF
25 | 61 | CBH50 |  | High voltage |  | BLMES.B5R6 | MKD.I5R6.B2 | HVout |  | 1HVPF |  |  | BLMEI.C5R6 | MKD.I5R6.B2 | HVin |  | 1HVPF
26 | 62 | CBH50 |  | High voltage |  | BLMES.C5R6 | MKD.I5R6.B2 | HVout |  | 1HVPF |  |  | BJBAP.A5R6 |  | HVin |  | 1HVPF
| 63 | CB50 |  | Analog signal |  | BJBAP.C5R6 |  | IN 1 |  | 1B50PMT |  |  | BLMEI.D5R6 | DFBAL.5R6.B2 | Sout1 |  | 1B50PMT
| 64 | CB50 |  | Analog signal |  | BJBAP.C5R6 |  | IN 2 |  | 1B50PMT |  |  | BLMES.D5R6 | DFBAL.5R6.B2 | Sout2 |  | 1B50PMT
| 65 | CB50 |  | Analog signal |  | BJBAP.C5R6 |  | IN 3 |  | 1B50PMT |  |  | BLMEI.E5R6 | DFBAL.5R6.B2 | Sout1 |  | 1B50PMT
| 66 | CB50 |  | Analog signal |  | BJBAP.C5R6 |  | IN 4 |  | 1B50PMT |  |  | BLMES.E5R6 | DFBAL.5R6.B2 | Sout2 |  | 1B50PMT
27 | 67 | CBH50 |  | High voltage |  | BJBHT.C5R6 |  | HVout |  | 1HVPF |  |  | BLMEI.D5R6 | DFBAL.5R6.B2 | HVin |  | 1HVPF
28 | 68 | CBH50 |  | High voltage |  | BLMES.D5R6 | DFBAL.5R6.B2 | HVout |  | 1HVPF |  |  | BLMEI.E5R6 | DFBAL.5R6.B2 | HVin |  | 1HVPF
29 | 69 | CBH50 |  | High voltage |  | BLMES.E5R6 | DFBAL.5R6.B2 | HVout |  | 1HVPF |  |  | BJBAP.C5R6 |  | HVin |  | 1HVPF