## BLM_patch_cord
[6 empty] | Patchcord octant 7 | [6 empty] | 18/7/2005
|  | From |  |  |  |  | To
Patchcord number | Patchcord name | Rack | Chassis | Slot | Connector | Distance | Rack | Chassis | Slot | Connector | Signal Type | Notes
1 |  | BY05 | C | 1 | 1 |  | BY02 | VME 2 | 4 | 1 | BLM | DSS_LEFT | BJBAP.A4L7 | A1
2 |  | BY05 | C | 1 | 2 |  | BY02 | VME 2 | 4 | 2 | BLM | DSS_LEFT | BJBAP.A4L7 | A2
3 |  | BY05 | C | 1 | 3 |  | BY02 | VME 2 | 4 | 3 | BLM | DSS_LEFT | BJBAP.B4L7 | A1
4 |  | BY05 | C | 1 | 4 |  | BY02 | VME 2 | 4 | 4 | BLM | DSS_LEFT | BJBAP.B4L7 | A2
5 |  | BY05 | C | 1 | 5 |  | BY02 | VME 1 | 4 | 1 | BLM | DSS_LEFT | BJBAP.C4L7 | A1
6 |  | BY05 | C | 1 | 6 |  | BY02 | VME 1 | 4 | 2 | BLM | DSS_LEFT | BJBAP.C4L7 | A2
7 |  | BY05 | C | 1 | 7 |  | BY02 | VME 2 | 5 | 1 | BLM | DSS_LEFT | BJBAP.D4L7 | A1
8 |  | BY05 | C | 1 | 8 |  | BY02 | VME 2 | 5 | 2 | BLM | DSS_LEFT | BJBAP.D4L7 | A2
9 |  | BY05 | C | 1 | 9 |  | BY02 | VME 2 | 5 | 3 | BLM | DSS_LEFT | BJBAP.E4L7 | A1
10 |  | BY05 | C | 1 | 10 |  | BY02 | VME 2 | 5 | 4 | BLM | DSS_LEFT | BJBAP.E4L7 | A2
11 |  | BY05 | C | 1 | 11 |  | BY02 | VME 1 | 4 | 3 | BLM | DSS_LEFT | BJBAP.A5L7 | A1
12 |  | BY05 | C | 1 | 12 |  | BY02 | VME 1 | 4 | 4 | BLM | DSS_LEFT | BJBAP.A5L7 | A2
13 |  | BY05 | C | 2 | 1 |  | BY02 | VME 2 | 6 | 1 | BLM | DSS_LEFT | BJBAP.B5L7 | A1
14 |  | BY05 | C | 2 | 2 |  | BY02 | VME 2 | 6 | 2 | BLM | DSS_LEFT | BJBAP.B5L7 | A2
15 |  | BY05 | C | 2 | 3 |  | BY02 | VME 2 | 6 | 3 | BLM | DSS_LEFT | BJBAP.C5L7 | A1
16 |  | BY05 | C | 2 | 4 |  | BY02 | VME 2 | 6 | 4 | BLM | DSS_LEFT | BJBAP.C5L7 | A2
17 |  | BY05 | C | 2 | 5 |  | BY02 | VME 2 | 7 | 1 | BLM | DSS_LEFT | BJBAP.D5L7 | A1
18 |  | BY05 | C | 2 | 6 |  | BY02 | VME 2 | 7 | 2 | BLM | DSS_LEFT | BJBAP.D5L7 | A2
19 |  | BY05 | C | 2 | 7 |  | BY02 | VME 2 | 7 | 3 | BLM | DSS_LEFT | BJBAP.E5L7 | A1
20 |  | BY05 | C | 2 | 8 |  | BY02 | VME 2 | 7 | 4 | BLM | DSS_LEFT | BJBAP.E5L7 | A2
21 |  | BY05 | C | 2 | 9 |  | BY02 | VME 2 | 8 | 1 | BLM | DSS_LEFT | BJBAP.F5L7 | A1
22 |  | BY05 | C | 2 | 10 |  | BY02 | VME 2 | 8 | 2 | BLM | DSS_LEFT | BJBAP.F5L7 | A2
23 |  | BY05 | C | 2 | 11 |  | BY02 | VME 2 | 8 | 3 | BLM | DSS_LEFT | BJBAP.A6L7 | A1
24 |  | BY05 | C | 2 | 12 |  | BY02 | VME 2 | 8 | 4 | BLM | DSS_LEFT | BJBAP.A6L7 | A2
25 |  | BY05 | C | 3 | 1 |  | BY02 | VME 2 | 9 | 1 | BLM | DSS_LEFT | BJBAP.B6L7 | A1
26 |  | BY05 | C | 3 | 2 |  | BY02 | VME 2 | 9 | 2 | BLM | DSS_LEFT | BJBAP.B6L7 | A2
27 |  | BY05 | C | 3 | 3 |  | BY02 | VME 2 | 9 | 3 | BLM | DSS_LEFT | BJBAP.C6L7 | A1
28 |  | BY05 | C | 3 | 4 |  | BY02 | VME 2 | 9 | 4 | BLM | DSS_LEFT | BJBAP.C6L7 | A2
29 |  | BY05 | C | 3 | 5 |  | BY02 | VME 2 | 10 | 1 | BLM | DSS_LEFT | BJBAP.D6L7 | A1
30 |  | BY05 | C | 3 | 6 |  | BY02 | VME 2 | 10 | 2 | BLM | DSS_LEFT | BJBAP.D6L7 | A2
31 |  | BY05 | C | 3 | 7 |  | BY02 | VME 2 | 10 | 3 | BLM | DSS_LEFT | BJBAP.E6L7 | A1
32 |  | BY05 | C | 3 | 8 |  | BY02 | VME 2 | 10 | 4 | BLM | DSS_LEFT | BJBAP.E6L7 | A2
33 |  | BY05 | C | 3 | 9 |  | BY02 | VME 1 | 5 | 1 | BLM | DSS_LEFT | BJBAP.F6L7 | A1
34 |  | BY05 | C | 3 | 10 |  | BY02 | VME 1 | 5 | 2 | BLM | DSS_LEFT | BJBAP.F6L7 | A2
35 |  | BY05 | C | 3 | 11 |  | BY02 | VME 1 | 5 | 3 | BLM | DSS_LEFT | BJBAP.A7L7 | A1
36 |  | BY05 | C | 3 | 12 |  | BY02 | VME 1 | 5 | 4 | BLM | DSS_LEFT | BJBAP.A7L7 | A2
[6 empty] | Patchcord octant 7 | [6 empty] | 18/7/2005
|  | From |  |  |  |  | To
Patchcord number | Patchcord name | Rack | Chassis | Slot | Connector | Distance | Rack | Chassis | Slot | Connector | Signal Type | Notes
37 |  | BY05 | C | 4 | 1 |  | BY02 | VME 2 | 11 | 1 | BLM | DSS_LEFT | BJBAP.A8L7 | A1
38 |  | BY05 | C | 4 | 2 |  | BY02 | VME 2 | 11 | 2 | BLM | DSS_LEFT | BJBAP.A8L7 | A2
39 |  | BY05 | C | 4 | 3 |  | BY02 | VME 1 | 6 | 1 | BLM | DSS_LEFT | BJBAP.B8L7 | A1
40 |  | BY05 | C | 4 | 4 |  | BY02 | VME 1 | 6 | 2 | BLM | DSS_LEFT | BJBAP.B8L7 | A2
41 |  | BY05 | C | 4 | 5 |  | BY02 | VME 1 | 6 | 3 | BLM | DSS_LEFT | BJBAP.A9L7 | A1
42 |  | BY05 | C | 4 | 6 |  | BY02 | VME 1 | 6 | 4 | BLM | DSS_LEFT | BJBAP.A9L7 | A2
43 |  | BY05 | C | 4 | 7 |  | BY02 | VME 1 | 7 | 1 | BLM | DSS_LEFT | BJBAP.A10L7 | A1
44 |  | BY05 | C | 4 | 8 |  | BY02 | VME 1 | 7 | 2 | BLM | DSS_LEFT | BJBAP.A10L7 | A2
45 |  | BY05 | C | 4 | 9 |  | BY02 | VME 2 | 11 | 3 | BLM | DSS_LEFT | BJBAP.A11L7 | A1
46 |  | BY05 | C | 4 | 10 |  | BY02 | VME 2 | 11 | 4 | BLM | DSS_LEFT | BJBAP.A11L7 | A2
47 |  | BY05 | C | 4 | 11 |  | BY02 | VME 1 | 7 | 3 | BLM | DSS_LEFT | BJBAP.B11L7 | A1
48 |  | BY05 | C | 4 | 12 |  | BY02 | VME 1 | 7 | 4 | BLM | DSS_LEFT | BJBAP.B11L7 | A2
49 |  | BY05 | C | 12 | 1 |  | BY02 | VME 2 | 13 | 1 | BLM | DSS_RIGHT | BJBAP.A4R7 | A1
50 |  | BY05 | C | 12 | 2 |  | BY02 | VME 2 | 13 | 2 | BLM | DSS_RIGHT | BJBAP.A4R7 | A2
51 |  | BY05 | C | 12 | 3 |  | BY02 | VME 2 | 13 | 3 | BLM | DSS_RIGHT | BJBAP.B4R7 | A1
52 |  | BY05 | C | 12 | 4 |  | BY02 | VME 2 | 13 | 4 | BLM | DSS_RIGHT | BJBAP.B4R7 | A2
53 |  | BY05 | C | 12 | 5 |  | BY02 | VME 3 | 4 | 1 | BLM | DSS_RIGHT | BJBAP.C4R7 | A1
54 |  | BY05 | C | 12 | 6 |  | BY02 | VME 3 | 4 | 2 | BLM | DSS_RIGHT | BJBAP.C4R7 | A2
55 |  | BY05 | C | 12 | 7 |  | BY02 | VME 2 | 14 | 1 | BLM | DSS_RIGHT | BJBAP.D4R7 | A1
56 |  | BY05 | C | 12 | 8 |  | BY02 | VME 2 | 14 | 2 | BLM | DSS_RIGHT | BJBAP.D4R7 | A2
57 |  | BY05 | C | 12 | 9 |  | BY02 | VME 2 | 14 | 3 | BLM | DSS_RIGHT | BJBAP.E4R7 | A1
58 |  | BY05 | C | 12 | 10 |  | BY02 | VME 2 | 14 | 4 | BLM | DSS_RIGHT | BJBAP.E4R7 | A2
59 |  | BY05 | C | 12 | 11 |  | BY02 | VME 3 | 4 | 3 | BLM | DSS_RIGHT | BJBAP.A5R7 | A1
60 |  | BY05 | C | 12 | 12 |  | BY02 | VME 3 | 4 | 4 | BLM | DSS_RIGHT | BJBAP.A5R7 | A2
61 |  | BY05 | C | 11 | 1 |  | BY02 | VME 2 | 15 | 1 | BLM | DSS_RIGHT | BJBAP.B5R7 | A1
62 |  | BY05 | C | 11 | 2 |  | BY02 | VME 2 | 15 | 2 | BLM | DSS_RIGHT | BJBAP.B5R7 | A2
63 |  | BY05 | C | 11 | 3 |  | BY02 | VME 2 | 15 | 3 | BLM | DSS_RIGHT | BJBAP.C5R7 | A1
64 |  | BY05 | C | 11 | 4 |  | BY02 | VME 2 | 15 | 4 | BLM | DSS_RIGHT | BJBAP.C5R7 | A2
65 |  | BY05 | C | 11 | 5 |  | BY02 | VME 2 | 16 | 1 | BLM | DSS_RIGHT | BJBAP.D5R7 | A1
66 |  | BY05 | C | 11 | 6 |  | BY02 | VME 2 | 16 | 2 | BLM | DSS_RIGHT | BJBAP.D5R7 | A2
67 |  | BY05 | C | 11 | 7 |  | BY02 | VME 2 | 16 | 3 | BLM | DSS_RIGHT | BJBAP.E5R7 | A1
68 |  | BY05 | C | 11 | 8 |  | BY02 | VME 2 | 16 | 4 | BLM | DSS_RIGHT | BJBAP.E5R7 | A2
69 |  | BY05 | C | 11 | 9 |  | BY02 | VME 2 | 17 | 1 | BLM | DSS_RIGHT | BJBAP.F5R7 | A1
70 |  | BY05 | C | 11 | 10 |  | BY02 | VME 2 | 17 | 2 | BLM | DSS_RIGHT | BJBAP.F5R7 | A2
71 |  | BY05 | C | 11 | 11 |  | BY02 | VME 2 | 17 | 3 | BLM | DSS_RIGHT | BJBAP.A6R7 | A1
72 |  | BY05 | C | 11 | 12 |  | BY02 | VME 2 | 17 | 4 | BLM | DSS_RIGHT | BJBAP.A6R7 | A2
[6 empty] | Patchcord octant 7 | [6 empty] | 18/7/2005
|  | From |  |  |  |  | To
Patchcord number | Patchcord name | Rack | Chassis | Slot | Connector | Distance | Rack | Chassis | Slot | Connector | Signal Type | Notes
73 |  | BY05 | C | 10 | 1 |  | BY02 | VME 2 | 18 | 1 | BLM | DSS_RIGHT | BJBAP.B6R7 | A1
74 |  | BY05 | C | 10 | 2 |  | BY02 | VME 2 | 18 | 2 | BLM | DSS_RIGHT | BJBAP.B6R7 | A2
75 |  | BY05 | C | 10 | 3 |  | BY02 | VME 2 | 18 | 3 | BLM | DSS_RIGHT | BJBAP.C6R7 | A1
76 |  | BY05 | C | 10 | 4 |  | BY02 | VME 2 | 18 | 4 | BLM | DSS_RIGHT | BJBAP.C6R7 | A2
77 |  | BY05 | C | 10 | 5 |  | BY02 | VME 2 | 19 | 1 | BLM | DSS_RIGHT | BJBAP.D6R7 | A1
78 |  | BY05 | C | 10 | 6 |  | BY02 | VME 2 | 19 | 2 | BLM | DSS_RIGHT | BJBAP.D6R7 | A2
79 |  | BY05 | C | 10 | 7 |  | BY02 | VME 2 | 19 | 3 | BLM | DSS_RIGHT | BJBAP.E6R7 | A1
80 |  | BY05 | C | 10 | 8 |  | BY02 | VME 2 | 19 | 4 | BLM | DSS_RIGHT | BJBAP.E6R7 | A2
81 |  | BY05 | C | 10 | 9 |  | BY02 | VME 3 | 5 | 1 | BLM | DSS_RIGHT | BJBAP.F6R7 | A1
82 |  | BY05 | C | 10 | 10 |  | BY02 | VME 3 | 5 | 2 | BLM | DSS_RIGHT | BJBAP.F6R7 | A2
83 |  | BY05 | C | 10 | 11 |  | BY02 | VME 3 | 5 | 3 | BLM | DSS_RIGHT | BJBAP.A7R7 | A1
84 |  | BY05 | C | 10 | 12 |  | BY02 | VME 3 | 5 | 4 | BLM | DSS_RIGHT | BJBAP.A7R7 | A2
85 |  | BY05 | C | 9 | 1 |  | BY02 | VME 2 | 20 | 1 | BLM | DSS_RIGHT | BJBAP.A8R7 | A1
86 |  | BY05 | C | 9 | 2 |  | BY02 | VME 2 | 20 | 2 | BLM | DSS_RIGHT | BJBAP.A8R7 | A2
87 |  | BY05 | C | 9 | 3 |  | BY02 | VME 3 | 6 | 1 | BLM | DSS_RIGHT | BJBAP.B8R7 | A1
88 |  | BY05 | C | 9 | 4 |  | BY02 | VME 3 | 6 | 2 | BLM | DSS_RIGHT | BJBAP.B8R7 | A2
89 |  | BY05 | C | 9 | 5 |  | BY02 | VME 3 | 6 | 3 | BLM | DSS_RIGHT | BJBAP.A9R7 | A1
90 |  | BY05 | C | 9 | 6 |  | BY02 | VME 3 | 6 | 4 | BLM | DSS_RIGHT | BJBAP.A9R7 | A2
91 |  | BY05 | C | 9 | 7 |  | BY02 | VME 3 | 7 | 1 | BLM | DSS_RIGHT | BJBAP.A10R7 | A1
92 |  | BY05 | C | 9 | 8 |  | BY02 | VME 3 | 7 | 2 | BLM | DSS_RIGHT | BJBAP.A10R7 | A2
93 |  | BY05 | C | 9 | 9 |  | BY02 | VME 2 | 20 | 3 | BLM | DSS_RIGHT | BJBAP.A11R7 | A1
94 |  | BY05 | C | 9 | 10 |  | BY02 | VME 2 | 20 | 4 | BLM | DSS_RIGHT | BJBAP.A11R7 | A2
95 |  | BY05 | C | 9 | 11 |  | BY02 | VME 3 | 7 | 3 | BLM | DSS_RIGHT | BJBAP.B11R7 | A1
96 |  | BY05 | C | 9 | 12 |  | BY02 | VME 3 | 7 | 4 | BLM | DSS_RIGHT | BJBAP.B11R7 | A2
Patchcord octant 7
|  | From |  |  |  |  | To
Patchcord number | Patchcord name | Rack | Chassis | Slot | Connector | Distance | Rack | Chassis | Slot | Connector | Signal Type | Notes
97 |  | BY05 | F | 1 | 7 |  | BY02 | VME 1 | 8 | 1 | BLM | ARC_LEFT | BYPLM.A12L7 | A1
98 |  | BY05 | F | 1 | 8 |  | BY02 | VME 1 | 8 | 2 | BLM | ARC_LEFT | BYPLM.A12L7 | A2
99 |  | BY05 | F | 2 | 7 |  | BY02 | VME 1 | 8 | 3 | BLM | ARC_LEFT | BYPLM.A13L7 | A1
100 |  | BY05 | F | 2 | 8 |  | BY02 | VME 1 | 8 | 4 | BLM | ARC_LEFT | BYPLM.A13L7 | A2
101 |  | BY05 | F | 3 | 7 |  | BY02 | VME 1 | 9 | 1 | BLM | ARC_LEFT | BYPLM.A14L7 | A1
102 |  | BY05 | F | 3 | 8 |  | BY02 | VME 1 | 9 | 2 | BLM | ARC_LEFT | BYPLM.A14L7 | A2
103 |  | BY05 | F | 4 | 7 |  | BY02 | VME 1 | 9 | 3 | BLM | ARC_LEFT | BYPLM.A15L7 | A1
104 |  | BY05 | F | 4 | 8 |  | BY02 | VME 1 | 9 | 4 | BLM | ARC_LEFT | BYPLM.A15L7 | A2
105 |  | BY05 | F | 5 | 7 |  | BY02 | VME 1 | 10 | 1 | BLM | ARC_LEFT | BYPLM.A16L7 | A1
106 |  | BY05 | F | 5 | 8 |  | BY02 | VME 1 | 10 | 2 | BLM | ARC_LEFT | BYPLM.A16L7 | A2
107 |  | BY05 | F | 8 | 7 |  | BY02 | VME 3 | 8 | 1 | BLM | ARC _RIGHT | BYPLM.A12R7 | A1
108 |  | BY05 | F | 8 | 8 |  | BY02 | VME 3 | 8 | 2 | BLM | ARC _RIGHT | BYPLM.A12R7 | A2
109 |  | BY05 | F | 9 | 7 |  | BY02 | VME 3 | 8 | 3 | BLM | ARC _RIGHT | BYPLM.A13R7 | A1
110 |  | BY05 | F | 9 | 8 |  | BY02 | VME 3 | 8 | 4 | BLM | ARC _RIGHT | BYPLM.A13R7 | A2
111 |  | BY05 | F | 10 | 7 |  | BY02 | VME 3 | 9 | 1 | BLM | ARC _RIGHT | BYPLM.A14R7 | A1
112 |  | BY05 | F | 10 | 8 |  | BY02 | VME 3 | 9 | 2 | BLM | ARC _RIGHT | BYPLM.A14R7 | A2
113 |  | BY05 | F | 11 | 7 |  | BY02 | VME 3 | 9 | 3 | BLM | ARC _RIGHT | BYPLM.A15R7 | A1
114 |  | BY05 | F | 11 | 8 |  | BY02 | VME 3 | 9 | 4 | BLM | ARC _RIGHT | BYPLM.A15R7 | A2
115 |  | BY05 | F | 12 | 7 |  | BY02 | VME 3 | 10 | 1 | BLM | ARC _RIGHT | BYPLM.A16R7 | A1
116 |  | BY05 | F | 12 | 8 |  | BY02 | VME 3 | 10 | 2 | BLM | ARC _RIGHT | BYPLM.A16R7 | A2
117 |  | BY05 | G | 1 | 7 |  | BY02 | VME 1 | 10 | 3 | BLM | ARC_LEFT | BYPLM.A17L7 | A1
118 |  | BY05 | G | 1 | 8 |  | BY02 | VME 1 | 10 | 4 | BLM | ARC_LEFT | BYPLM.A17L7 | A2
119 |  | BY05 | G | 2 | 7 |  | BY02 | VME 1 | 11 | 1 | BLM | ARC_LEFT | BYPLM.A18L7 | A1
120 |  | BY05 | G | 2 | 8 |  | BY02 | VME 1 | 11 | 2 | BLM | ARC_LEFT | BYPLM.A18L7 | A2
121 |  | BY05 | G | 3 | 7 |  | BY02 | VME 1 | 11 | 3 | BLM | ARC_LEFT | BYPLM.A19L7 | A1
122 |  | BY05 | G | 3 | 8 |  | BY02 | VME 1 | 11 | 4 | BLM | ARC_LEFT | BYPLM.A19L7 | A2
123 |  | BY05 | G | 4 | 7 |  | BY02 | VME 1 | 13 | 1 | BLM | ARC_LEFT | BYPLM.A20L7 | A1
124 |  | BY05 | G | 4 | 8 |  | BY02 | VME 1 | 13 | 2 | BLM | ARC_LEFT | BYPLM.A20L7 | A2
Patchcord octant 7
|  | From |  |  |  |  | To
Patchcord number | Patchcord name | Rack | Chassis | Slot | Connector | Distance | Rack | Chassis | Slot | Connector | Signal Type | Notes
125 |  | BY05 | G | 5 | 7 |  | BY02 | VME 1 | 13 | 3 | BLM | ARC_LEFT | BYPLM.A21L7 | A1
126 |  | BY05 | G | 5 | 8 |  | BY02 | VME 1 | 13 | 4 | BLM | ARC_LEFT | BYPLM.A21L7 | A2
127 |  | BY05 | G | 6 | 7 |  | BY02 | VME 1 | 14 | 1 | BLM | ARC_LEFT | BYPLM.A22L7 | A1
128 |  | BY05 | G | 6 | 8 |  | BY02 | VME 1 | 14 | 2 | BLM | ARC_LEFT | BYPLM.A22L7 | A2
129 |  | BY05 | G | 7 | 7 |  | BY02 | VME 3 | 10 | 3 | BLM | ARC _RIGHT | BYPLM.A17R7 | A1
130 |  | BY05 | G | 7 | 8 |  | BY02 | VME 3 | 10 | 4 | BLM | ARC _RIGHT | BYPLM.A17R7 | A2
131 |  | BY05 | G | 8 | 7 |  | BY02 | VME 3 | 11 | 1 | BLM | ARC _RIGHT | BYPLM.A18R7 | A1
132 |  | BY05 | G | 8 | 8 |  | BY02 | VME 3 | 11 | 2 | BLM | ARC _RIGHT | BYPLM.A18R7 | A2
133 |  | BY05 | G | 9 | 7 |  | BY02 | VME 3 | 11 | 3 | BLM | ARC _RIGHT | BYPLM.A19R7 | A1
134 |  | BY05 | G | 9 | 8 |  | BY02 | VME 3 | 11 | 4 | BLM | ARC _RIGHT | BYPLM.A19R7 | A2
135 |  | BY05 | G | 10 | 7 |  | BY02 | VME 3 | 13 | 1 | BLM | ARC _RIGHT | BYPLM.A20R7 | A1
136 |  | BY05 | G | 10 | 8 |  | BY02 | VME 3 | 13 | 2 | BLM | ARC _RIGHT | BYPLM.A20R7 | A2
137 |  | BY05 | G | 11 | 7 |  | BY02 | VME 3 | 13 | 3 | BLM | ARC _RIGHT | BYPLM.A21R7 | A1
138 |  | BY05 | G | 11 | 8 |  | BY02 | VME 3 | 13 | 4 | BLM | ARC _RIGHT | BYPLM.A21R7 | A2
139 |  | BY05 | G | 12 | 7 |  | BY02 | VME 3 | 14 | 1 | BLM | ARC _RIGHT | BYPLM.A22R7 | A1
140 |  | BY05 | G | 12 | 8 |  | BY02 | VME 3 | 14 | 2 | BLM | ARC_LEFT | BYPLM.A22R7 | A2
141 |  | BY05 | H | 1 | 7 |  | BY02 | VME 1 | 14 | 3 | BLM | ARC_LEFT | BYPLM.A23L7 | A1
142 |  | BY05 | H | 1 | 8 |  | BY02 | VME 1 | 14 | 4 | BLM | ARC_LEFT | BYPLM.A23L7 | A2
143 |  | BY05 | H | 2 | 7 |  | BY02 | VME 1 | 15 | 1 | BLM | ARC_LEFT | BYPLM.A24L7 | A1
144 |  | BY05 | H | 2 | 8 |  | BY02 | VME 1 | 15 | 2 | BLM | ARC_LEFT | BYPLM.A24L7 | A2
145 |  | BY05 | H | 3 | 7 |  | BY02 | VME 1 | 15 | 3 | BLM | ARC_LEFT | BYPLM.A25L7 | A1
146 |  | BY05 | H | 3 | 8 |  | BY02 | VME 1 | 15 | 4 | BLM | ARC_LEFT | BYPLM.A25L7 | A2
147 |  | BY05 | H | 4 | 7 |  | BY02 | VME 1 | 16 | 1 | BLM | ARC_LEFT | BYPLM.A26L7 | A1
148 |  | BY05 | H | 4 | 8 |  | BY02 | VME 1 | 16 | 2 | BLM | ARC_LEFT | BYPLM.A26L7 | A2
149 |  | BY05 | H | 5 | 7 |  | BY02 | VME 1 | 16 | 3 | BLM | ARC_LEFT | BYPLM.A27L7 | A1
150 |  | BY05 | H | 5 | 8 |  | BY02 | VME 1 | 16 | 4 | BLM | ARC_LEFT | BYPLM.A27L7 | A2
151 |  | BY05 | H | 6 | 7 |  | BY02 | VME 1 | 17 | 1 | BLM | ARC_LEFT | BYPLM.A28L7 | A1
152 |  | BY05 | H | 6 | 8 |  | BY02 | VME 1 | 17 | 2 | BLM | ARC_LEFT | BYPLM.A28L7 | A2
153 |  | BY05 | H | 7 | 7 |  | BY02 | VME 3 | 14 | 3 | BLM | ARC _RIGHT | BYPLM.A23R7 | A1
154 |  | BY05 | H | 7 | 8 |  | BY02 | VME 3 | 14 | 4 | BLM | ARC _RIGHT | BYPLM.A23R7 | A2
155 |  | BY05 | H | 8 | 7 |  | BY02 | VME 3 | 15 | 1 | BLM | ARC _RIGHT | BYPLM.A24R7 | A1
156 |  | BY05 | H | 8 | 8 |  | BY02 | VME 3 | 15 | 2 | BLM | ARC _RIGHT | BYPLM.A24R7 | A2
157 |  | BY05 | H | 9 | 7 |  | BY02 | VME 3 | 15 | 3 | BLM | ARC _RIGHT | BYPLM.A25R7 | A1
158 |  | BY05 | H | 9 | 8 |  | BY02 | VME 3 | 15 | 4 | BLM | ARC _RIGHT | BYPLM.A25R7 | A2
159 |  | BY05 | H | 10 | 7 |  | BY02 | VME 3 | 16 | 1 | BLM | ARC _RIGHT | BYPLM.A26R7 | A1
160 |  | BY05 | H | 10 | 8 |  | BY02 | VME 3 | 16 | 2 | BLM | ARC _RIGHT | BYPLM.A26R7 | A2
Patchcord octant 7
|  | From |  |  |  |  | To
Patchcord number | Patchcord name | Rack | Chassis | Slot | Connector | Distance | Rack | Chassis | Slot | Connector | Signal Type | Notes
161 |  | BY05 | H | 11 | 7 |  | BY02 | VME 3 | 16 | 3 | BLM | ARC _RIGHT | BYPLM.A27R7 | A1
162 |  | BY05 | H | 11 | 8 |  | BY02 | VME 3 | 16 | 4 | BLM | ARC _RIGHT | BYPLM.A27R7 | A2
163 |  | BY05 | H | 12 | 7 |  | BY02 | VME 3 | 17 | 3 | BLM | ARC _RIGHT | BYPLM.A28R7 | A1
164 |  | BY05 | H | 12 | 8 |  | BY02 | VME 3 | 17 | 4 | BLM | ARC _RIGHT | BYPLM.A28R7 | A2
165 |  | BY05 | I | 1 | 7 |  | BY02 | VME 1 | 17 | 3 | BLM | ARC_LEFT | BYPLM.A29L7 | A1
166 |  | BY05 | I | 1 | 8 |  | BY02 | VME 1 | 17 | 4 | BLM | ARC_LEFT | BYPLM.A29L7 | A2
167 |  | BY05 | I | 2 | 7 |  | BY02 | VME 1 | 18 | 1 | BLM | ARC_LEFT | BYPLM.A30L7 | A1
168 |  | BY05 | I | 2 | 8 |  | BY02 | VME 1 | 18 | 2 | BLM | ARC_LEFT | BYPLM.A30L7 | A2
169 |  | BY05 | I | 3 | 7 |  | BY02 | VME 1 | 18 | 3 | BLM | ARC_LEFT | BYPLM.A31L7 | A1
170 |  | BY05 | I | 3 | 8 |  | BY02 | VME 1 | 18 | 4 | BLM | ARC_LEFT | BYPLM.A31L7 | A2
171 |  | BY05 | I | 4 | 7 |  | BY02 | VME 1 | 19 | 1 | BLM | ARC_LEFT | BYPLM.A32L7 | A1
172 |  | BY05 | I | 4 | 8 |  | BY02 | VME 1 | 19 | 2 | BLM | ARC_LEFT | BYPLM.A32L7 | A2
173 |  | BY05 | I | 5 | 7 |  | BY02 | VME 1 | 19 | 3 | BLM | ARC_LEFT | BYPLM.A33L7 | A1
174 |  | BY05 | I | 5 | 8 |  | BY02 | VME 1 | 19 | 4 | BLM | ARC_LEFT | BYPLM.A33L7 | A2
175 |  | BY05 | I | 7 | 7 |  | BY02 | VME 3 | 17 | 3 | BLM | ARC _RIGHT | BYPLM.A29R7 | A1
176 |  | BY05 | I | 7 | 8 |  | BY02 | VME 3 | 17 | 4 | BLM | ARC _RIGHT | BYPLM.A29R7 | A2
177 |  | BY05 | I | 8 | 7 |  | BY02 | VME 3 | 18 | 1 | BLM | ARC _RIGHT | BYPLM.A30R7 | A1
178 |  | BY05 | I | 8 | 8 |  | BY02 | VME 3 | 18 | 2 | BLM | ARC _RIGHT | BYPLM.A30R7 | A2
179 |  | BY05 | I | 9 | 7 |  | BY02 | VME 3 | 18 | 3 | BLM | ARC _RIGHT | BYPLM.A31R7 | A1
180 |  | BY05 | I | 9 | 8 |  | BY02 | VME 3 | 18 | 4 | BLM | ARC _RIGHT | BYPLM.A31R7 | A2
181 |  | BY05 | I | 10 | 7 |  | BY02 | VME 3 | 19 | 1 | BLM | ARC _RIGHT | BYPLM.A32R7 | A1
182 |  | BY05 | I | 10 | 8 |  | BY02 | VME 3 | 19 | 2 | BLM | ARC _RIGHT | BYPLM.A32R7 | A2
183 |  | BY05 | I | 11 | 7 |  | BY02 | VME 3 | 19 | 3 | BLM | ARC _RIGHT | BYPLM.A33R7 | A1
184 |  | BY05 | I | 11 | 8 |  | BY02 | VME 3 | 19 | 4 | BLM | ARC _RIGHT | BYPLM.A33R7 | A2
185 |  | BY05 | I | 12 | 7 |  | BY02 | VME 3 | 20 | 1 | BLM | ARC _RIGHT | BYPLM.A34R7 | A1
186 |  | BY05 | I | 12 | 8 |  | BY02 | VME 3 | 20 | 2 | BLM | ARC _RIGHT | BYPLM.A34R7 | A2

## Left_new (2)
| 2006-02-15 | [6 empty] | Half octant 7 left
[9 empty] | Analog Front End | Optical link tunnel |  | Optical link surface | Digital acquisition
N. ch | Monitor | Type | Location | Pos | Logic name | HV patch | An. Patch_In | BJBAP | UA=Ra_Cr_CFC_In | Cr_CFC_Out | UA=Ra_Pa_In | SR=Ra_Pa_Sl_Out | SR=Ra_VME_Sl_DAB_In | Fonction | Status
cable
1 | BLMEI.A4L7 | Ionis. | TCSM.A4L7.B1 |  | BLMEI.A4L7.B1X1_TCSM_A | BJBHT.A4L7 | BJBAP.A4L7_1 |  | RR73=BY01_1_1_1 | 1_1_A1 | RR73=BY02_C_1 | SR7=BY05_C_1_1 | SR7=BY02_2_4_1_1 | U | 1
2 | BLMES.A4L7 | Sem |  |  | BLMES.A4L7.B1X1_TCSM_A |  | BJBAP.A4L7_2 |  | RR73=BY01_1_1_2 | 1_1_A2 | RR73=BY02_C_2 | SR7=BY05_C_1_2 | SR7=BY02_2_4_1_2 | U | 1
3 | BLMEI.B4L7 | Ionis. | TCSG.A4L7.B1 |  | BLMEI.B4L7.B1X1_TCSG_A |  | BJBAP.A4L7_3 |  | RR73=BY01_1_1_3 |  |  |  |  | U | 1
4 | BLMES.B4L7 | Sem |  |  | BLMES.B4L7.B1X1_TCSG_A |  | BJBAP.A4L7_4 |  | RR73=BY01_1_1_4 |  |  |  |  | U | 1
5 | BLMEI.C4L7 | Ionis. | TCSM.B4L7.B1 |  | BLMEI.C4L7.B1X1_TCSM_B |  | BJBAP.A4L7_5 |  | RR73=BY01_1_1_5 |  |  |  |  | U | 1
6 | BLMES.C4L7 | Sem |  |  | BLMES.C4L7.B1X1_TCSM_B |  | BJBAP.A4L7_6 |  | RR73=BY01_1_1_6 |  |  |  |  | U | 1
[7 empty] | BJBAP.A4L7_7 |  | RR73=BY01_1_1_7 | [5 empty] | 0
[7 empty] | BJBAP.A4L7_8 |  | RR73=BY01_1_1_8 | [5 empty] | 0
7 | BLMEI.D4L7 | Ionis. | TCSG.B4L7.B1 |  | BLMEI.D4L7.B1X1_TCSG_B | BJBHT.B4L7 | BJBAP.B4L7_1 |  | RR73=BY01_1_2_1 | 1_2_A1 | RR73=BY02_C_3 | SR7=BY05_C_1_3 | SR7=BY02_2_4_1_3 | U | 1
8 | BLMES.D4L7 | Sem |  |  | BLMES.D4L7.B1X1_TCSG_B |  | BJBAP.B4L7_2 |  | RR73=BY01_1_2_2 | 1_2_A2 | RR73=BY02_C_4 | SR7=BY05_C_1_4 | SR7=BY02_2_4_1_4 | U | 1
9 | BLMEI.E4L7 | Ionis. | TCSG.A4L7.B2 |  | BLMEI.E4L7.B2X1_TCSG_A |  | BJBAP.B4L7_3 |  | RR73=BY01_1_2_3 |  |  |  |  | U | 1
10 | BLMES.E4L7 | Sem |  |  | BLMES.E4L7.B2X1_TCSG_A |  | BJBAP.B4L7_4 |  | RR73=BY01_1_2_4 |  |  |  |  | U | 1
11 | BLMEI.F4L7 | Ionis. | TCSM.A4L7.B2 |  | BLMEI.F4L7.B2X1_TCSM_A |  | BJBAP.B4L7_5 |  | RR73=BY01_1_2_5 |  |  |  |  | U | 1
12 | BLMES.F4L7 | Sem |  |  | BLMES.F4L7.B2X1_TCSM_A |  | BJBAP.B4L7_6 |  | RR73=BY01_1_2_6 |  |  |  |  | U | 1
[7 empty] | BJBAP.B4L7_7 |  | RR73=BY01_1_2_7 | [5 empty] | 0
[7 empty] | BJBAP.B4L7_8 |  | RR73=BY01_1_2_8 | [5 empty] | 0
13 | BLMQI.A4L7 | Ionis. | MQW.B4L7 | 753 | BLMEI.4L7.B1E3_MQW | BJBHT.C4L7 | BJBAP.C4L7_1 |  | RR73=BY01_1_3_1 | 1_3_A1 | RR73=BY02_C_5 | SR7=BY05_C_1_5 | SR7=BY02_1_4_1_1 | M | 1
14 | BLMQI.B4L7 | Ionis. |  | 503 | BLMEI.4L7.B2I1_MQW |  | BJBAP.C4L7_2 |  | RR73=BY01_1_3_2 | 1_3_A2 | RR73=BY02_C_6 | SR7=BY05_C_1_6 | SR7=BY02_1_4_1_2 | M | 1
15 | BLMQI.C4L7 | Ionis. |  | 373 | BLMEI.4L7.B1E2_MQW |  | BJBAP.C4L7_3 |  | RR73=BY01_1_3_3 |  |  |  |  | M | 1
16 | BLMQI.D4L7 | Ionis. |  | 253 | BLMEI.4L7.B2I2_MQW |  | BJBAP.C4L7_4 |  | RR73=BY01_1_3_4 |  |  |  |  | M | 1
17 | BLMQI.E4L7 | Ionis. |  | 160 | BLMEI.4L7.B1E1_MQW |  | BJBAP.C4L7_5 |  | RR73=BY01_1_3_5 |  |  |  |  | M | 1
18 | BLMQI.A5L7 | Ionis. |  | -147 | BLMEI.4L7.B2I3_MQW |  | BJBAP.C4L7_6 |  | RR73=BY01_1_3_6 |  |  |  |  | M | 1
[7 empty] | BJBAP.C4L7_7 |  | RR73=BY01_1_3_7 | [5 empty] | 0
[7 empty] | BJBAP.C4L7_8 |  | RR73=BY01_1_3_8 | [5 empty] | 0
19 | BLMEI.G4L7 | Ionis. | TCSM.C4L7.B1 |  | BLMEI.G4L7.B1X1_TCSM_C | BJBHT.D4L7 | BJBAP.D4L7_1 |  | RR73=BY01_1_4_1 | 1_4_A1 | RR73=BY02_C_7 | SR7=BY05_C_1_7 | SR7=BY02_2_5_2_1 | U | 1
20 | BLMES.G4L7 | Sem |  |  | BLMES.G4L7.B1X1_TCSM_C |  | BJBAP.D4L7_2 |  | RR73=BY01_1_4_2 | 1_4_A2 | RR73=BY02_C_8 | SR7=BY05_C_1_8 | SR7=BY02_2_5_2_2 | U | 1
21 | BLMEI.H4L7 | Ionis. | TCSG.C4L7.B1 |  | BLMEI.H4L7.B1X1_TCSG_C |  | BJBAP.D4L7_3 |  | RR73=BY01_1_4_3 |  |  |  |  | U | 1
22 | BLMES.H4L7 | Sem |  |  | BLMES.H4L7.B1X1_TCSG_C |  | BJBAP.D4L7_4 |  | RR73=BY01_1_4_4 |  |  |  |  | U | 1
23 | BLMEI.I4L7 | Ionis. | TCSG.B4L7.B2 |  | BLMEI.I4L7.B2X1_TCSG_B |  | BJBAP.D4L7_5 |  | RR73=BY01_1_4_5 |  |  |  |  | U | 1
24 | BLMES.I4L7 | Sem |  |  | BLMES.I4L7.B2X1_TCSG_B |  | BJBAP.D4L7_6 |  | RR73=BY01_1_4_6 |  |  |  |  | U | 1
[7 empty] | BJBAP.D4L7_7 |  | RR73=BY01_1_4_7 | [5 empty] | 0
[7 empty] | BJBAP.D4L7_8 |  | RR73=BY01_1_4_8 | [5 empty] | 0
25 | BLMEI.L4L7 | Ionis. | TCSM.B4L7.B2 |  | BLMEI.L4L7.B2X1_TCSM_B | BJBHT.E4L7 | BJBAP.E4L7_1 |  | RR73=BY01_1_5_1 | 1_5_A1 | RR73=BY02_C_9 | SR7=BY05_C_1_9 | SR7=BY02_2_5_2_3 | U | 1
26 | BLMES.L4L7 | Sem |  |  | BLMES.L4L7.B2X1_TCSM_B |  | BJBAP.E4L7_2 |  | RR73=BY01_1_5_2 | 1_5_A2 | RR73=BY02_C_10 | SR7=BY05_C_1_10 | SR7=BY02_2_5_2_4 | U | 1
27 | BLMEI.M4L7 | Ionis. | TCSM.D4L7.B1 |  | BLMEI.M4L7.B1X1_TCSM_D |  | BJBAP.E4L7_3 |  | RR73=BY01_1_5_3 |  |  |  |  | U | 1
28 | BLMES.M4L7 | Sem |  |  | BLMES.M4L7.B1X1_TCSM_D |  | BJBAP.E4L7_4 |  | RR73=BY01_1_5_4 |  |  |  |  | U | 1
29 | BLMEI.N4L7 | Ionis. | TCSG.D4L7.B1 |  | BLMEI.N4L7.B1X1_TCSG_D |  | BJBAP.E4L7_5 |  | RR73=BY01_1_5_5 |  |  |  |  | U | 1
30 | BLMES.N4L7 | Sem |  |  | BLMES.N4L7.B1X1_TCSG_D |  | BJBAP.E4L7_6 |  | RR73=BY01_1_5_6 |  |  |  |  | U | 1
[7 empty] | BJBAP.E4L7_7 |  | RR73=BY01_1_5_7 | [5 empty] | 0
[7 empty] | BJBAP.E4L7_8 |  | RR73=BY01_1_5_8 | [5 empty] | 0
31 | BLMQI.B5L7 | Ionis. | MQY.5L7 | 753 | BLMQI.5L7.B1E3_MQM | BJBHT.A5L7 | BJBAP.A5L7_1 |  | RR73=BY01_1_6_1 | 1_6_A1 | RR73=BY02_C_11 | SR7=BY05_C_1_11 | SR7=BY02_1_4_1_3 | M | 1
32 | BLMQI.C5L7 | Ionis. |  | 503 | BLMQI.5L7.B2I1_MQM |  | BJBAP.A5L7_2 |  | RR73=BY01_1_6_2 | 1_6_A2 | RR73=BY02_C_12 | SR7=BY05_C_1_12 | SR7=BY02_1_4_1_4 | M | 1
33 | BLMQI.D5L7 | Ionis. |  | 373 | BLMQI.5L7.B1E2_MQM |  | BJBAP.A5L7_3 |  | RR73=BY01_1_6_3 |  |  |  |  | M | 1
34 | BLMQI.E5L7 | Ionis. |  | 253 | BLMQI.5L7.B2I2_MQM |  | BJBAP.A5L7_4 |  | RR73=BY01_1_6_4 |  |  |  |  | M | 1
35 | BLMQI.F5L7 | Ionis. |  | 160 | BLMQI.5L7.B1E1_MQM |  | BJBAP.A5L7_5 |  | RR73=BY01_1_6_5 |  |  |  |  | M | 1
36 | BLMQI.A6L7 | Ionis. |  | -147 | BLMQI.5L7.B2I3_MQM |  | BJBAP.A5L7_6 |  | RR73=BY01_1_6_6 |  |  |  |  | M | 1
[7 empty] | BJBAP.A5L7_7 |  | RR73=BY01_1_6_7 | [5 empty] | 0
[7 empty] | BJBAP.A5L7_8 |  | RR73=BY01_1_6_8 | [5 empty] | 0
37 | BLMEI.A5L7 | Ionis. | TCSG.A5L7.B2 |  | BLMEI.A5L7.B2X1_TCSG_A | BJBHT.B5L7 | BJBAP.B5L7_1 |  | RR73=BY01_1_7_1 | 1_7_A1 | RR73=BY02_C_13 | SR7=BY05_C_2_1 | SR7=BY02_2_6_3_1 | U | 1
38 | BLMES.A5L7 | Sem |  |  | BLMES.A5L7.B2X1_TCSG_A |  | BJBAP.B5L7_2 |  | RR73=BY01_1_7_2 | 1_7_A2 | RR73=BY02_C_14 | SR7=BY05_C_2_2 | SR7=BY02_2_6_3_2 | U | 1
39 | BLMEI.B5L7 | Ionis. | TCSM.A5L7.B2 |  | BLMEI.B5L7.B2X1_TCSM_A |  | BJBAP.B5L7_3 |  | RR73=BY01_1_7_3 |  |  |  |  | U | 1
40 | BLMES.B5L7 | Sem |  |  | BLMES.B5L7.B2X1_TCSM_A |  | BJBAP.B5L7_4 |  | RR73=BY01_1_7_4 |  |  |  |  | U | 1
41 | BLMEI.C5L7 | Ionis. | TCSG.B5L7.B2 |  | BLMEI.C5L7.B2X1_TCSG_B |  | BJBAP.B5L7_5 |  | RR73=BY01_1_7_5 |  |  |  |  | U | 1
42 | BLMES.C5L7 | Sem |  |  | BLMES.C5L7.B2X1_TCSG_B |  | BJBAP.B5L7_6 |  | RR73=BY01_1_7_6 |  |  |  |  | U | 1
[7 empty] | BJBAP.B5L7_7 |  | RR73=BY01_1_7_7 | [5 empty] | 0
[7 empty] | BJBAP.B5L7_8 |  | RR73=BY01_1_7_8 | [5 empty] | 0
Half octant 7 left
[9 empty] | Analog Front End | Optical link tunnel |  | Optical link surface | Digital acquisition
N. ch | Monitor | Type | Location | Pos | Logic name | HV patch | An. Patch_In | BJBAP | UA=Ra_Cr_CFC_In | Cr_CFC_Out | UA=Ra_Pa_In | SR=Ra_Pa_Sl_Out | SR=Ra_VME_Sl_DAB_In | Fonction | Status
cable
43 | BLMEI.D5L7 | Ionis. | TCSM.B5L7.B2 |  | BLMEI.D5L7.B2X1_TCSM_B | BJBHT.C5L7 | BJBAP.C5L7_1 |  | RR73=BY01_1_8_1 | 1_8_A1 | RR73=BY02_C_15 | SR7=BY05_C_2_3 | SR7=BY02_2_6_3_3 | U | 1
44 | BLMES.D5L7 | Sem |  |  | BLMES.D5L7.B2X1_TCSM_B |  | BJBAP.C5L7_2 |  | RR73=BY01_1_8_2 | 1_8_A2 | RR73=BY02_C_16 | SR7=BY05_C_2_4 | SR7=BY02_2_6_3_4 | U | 1
45 | BLMEI.E5L7 | Ionis. | TCSM.A5L7.B1 |  | BLMEI.E5L7.B1X1_TCSM_A |  | BJBAP.C5L7_3 |  | RR73=BY01_1_8_3 |  |  |  |  | U | 1
46 | BLMES.E5L7 | Sem |  |  | BLMES.E5L7.B1X1_TCSM_A |  | BJBAP.C5L7_4 |  | RR73=BY01_1_8_4 |  |  |  |  | U | 1
47 | BLMEI.F5L7 | Ionis. | TCSG.A5L7.B1 |  | BLMEI.F5L7.B1X1_TCSG_A |  | BJBAP.C5L7_5 |  | RR73=BY01_1_8_5 |  |  |  |  | U | 1
48 | BLMES.F5L7 | Sem |  |  | BLMES.F5L7.B1X1_TCSG_A |  | BJBAP.C5L7_6 |  | RR73=BY01_1_8_6 |  |  |  |  | U | 1
[7 empty] | BJBAP.C5L7_7 |  | RR73=BY01_1_8_7 | [5 empty] | 0
[7 empty] | BJBAP.C5L7_8 |  | RR73=BY01_1_8_8 | [5 empty] | 0
49 | BLMEI.G5L7 | Ionis. | TCSM.B5L7.B1 |  | BLMEI.G5L7.B1X1_TCSM_B | BJBHT.D5L7 | BJBAP.D5L7_1 |  | RR73=BY01_1_9_1 | 1_9_A1 | RR73=BY02_C_17 | SR7=BY05_C_2_5 | SR7=BY02_2_7_4_1 | U | 1
50 | BLMES.G5L7 | Sem |  |  | BLMES.G5L7.B1X1_TCSM_B |  | BJBAP.D5L7_2 |  | RR73=BY01_1_9_2 | 1_9_A2 | RR73=BY02_C_18 | SR7=BY05_C_2_6 | SR7=BY02_2_7_4_2 | U | 1
51 | BLMEI.H5L7 | Ionis. | TCSG.B5L7.B1 |  | BLMEI.H5L7.B1X1_TCSG_B |  | BJBAP.D5L7_3 |  | RR73=BY01_1_9_3 |  |  |  |  | U | 1
52 | BLMES.H5L7 | Sem |  |  | BLMES.H5L7.B1X1_TCSG_B |  | BJBAP.D5L7_4 |  | RR73=BY01_1_9_4 |  |  |  |  | U | 1
53 | BLMEI.I5L7 | Ionis. | TCSG.C5L7.B2 |  | BLMEI.I5L7.B2X1_TCSG_C |  | BJBAP.D5L7_5 |  | RR73=BY01_1_9_5 |  |  |  |  | U | 1
54 | BLMES.I5L7 | Sem |  |  | BLMES.I5L7.B2X1_TCSG_C |  | BJBAP.D5L7_6 |  | RR73=BY01_1_9_6 |  |  |  |  | U | 1
[7 empty] | BJBAP.D5L7_7 |  | RR73=BY01_1_9_7 | [5 empty] | 0
[7 empty] | BJBAP.D5L7_8 |  | RR73=BY01_1_9_8 | [5 empty] | 0
55 | BLMEI.L5L7 | Ionis. | TCSM.C5L7.B2 |  | BLMEI.L5L7.B2X1_TCSM_C | BJBHT.E5L7 | BJBAP.E5L7_1 |  | RR73=BY01_1_10_1 | 1_10_A1 | RR73=BY02_C_19 | SR7=BY05_C_2_7 | SR7=BY02_2_7_4_3 | U | 1
56 | BLMES.L5L7 | Sem |  |  | BLMES.L5L7.B2X1_TCSM_C |  | BJBAP.E5L7_2 |  | RR73=BY01_1_10_2 | 1_10_A2 | RR73=BY02_C_20 | SR7=BY05_C_2_8 | SR7=BY02_2_7_4_4 | U | 1
57 | BLMEI.M5L7 | Ionis. | TCSG.D5L7.B2 |  | BLMEI.M5L7.B2X1_TCSG_D |  | BJBAP.E5L7_3 |  | RR73=BY01_1_10_3 |  |  |  |  | U | 1
58 | BLMES.M5L7 | Sem |  |  | BLMES.M5L7.B2X1_TCSG_D |  | BJBAP.E5L7_4 |  | RR73=BY01_1_10_4 |  |  |  |  | U | 1
59 | BLMEI.N5L7 | Ionis. | TCSM.D5L7.B2 |  | BLMEI.N5L7.B2X1_TCSM_D |  | BJBAP.E5L7_5 |  | RR73=BY01_1_10_5 |  |  |  |  | U | 1
60 | BLMES.N5L7 | Sem |  |  | BLMES.N5L7.B2X1_TCSM_D |  | BJBAP.E5L7_6 |  | RR73=BY01_1_10_6 |  |  |  |  | U | 1
[7 empty] | BJBAP.E5L7_7 |  | RR73=BY01_1_10_7 | [5 empty] | 0
[7 empty] | BJBAP.E5L7_8 |  | RR73=BY01_1_10_8 | [5 empty] | 0
61 | BLMEI.O5L7 | Ionis. | TCSG.E5L7.B2 |  | BLMEI.O5L7.B2X1_TCSG_E | BJBHT.F5L7 | BJBAP.F5L7_1 |  | RR73=BY01_2_1_1 | 2_1_A1 | RR73=BY02_C_21 | SR7=BY05_C_2_9 | SR7=BY02_2_8_5_1 | U | 1
62 | BLMES.O5L7 | Sem |  |  | BLMES.O5L7.B2X1_TCSG_E |  | BJBAP.F5L7_2 |  | RR73=BY01_2_1_2 | 2_1_A2 | RR73=BY02_C_22 | SR7=BY05_C_2_10 | SR7=BY02_2_8_5_2 | U | 1
63 | BLMEI.P5L7 | Ionis. | TCSM.E5L7.B2 |  | BLMEI.P5L7.B2X1_TCSM_E |  | BJBAP.F5L7_3 |  | RR73=BY01_2_1_3 |  |  |  |  | U | 1
64 | BLMES.P5L7 | Sem |  |  | BLMES.P5L7.B2X1_TCSM_E |  | BJBAP.F5L7_4 |  | RR73=BY01_2_1_4 |  |  |  |  | U | 1
[7 empty] | BJBAP.F5L7_5 |  | RR73=BY01_2_1_5 | [5 empty] | 0
[7 empty] | BJBAP.F5L7_6 |  | RR73=BY01_2_1_6 | [5 empty] | 0
[7 empty] | BJBAP.F5L7_7 |  | RR73=BY01_2_1_7 | [5 empty] | 0
[7 empty] | BJBAP.F5L7_8 |  | RR73=BY01_2_1_8 | [5 empty] | 0
65 | BLMEI.A6L7 | Ionis. | TCSG.6L7.B2 |  | BLMEI.A6L7.B2X1_TCSG | BJBHT.A6L7 | BJBAP.A6L7_1 |  | RR73=BY01_2_2_1 | 2_2_A1 | RR73=BY02_C_23 | SR7=BY05_C_2_11 | SR7=BY02_2_8_5_3 | U | 1
66 | BLMES.A6L7 | Sem |  |  | BLMES.A6L7.B2X1_TCSG |  | BJBAP.A6L7_2 |  | RR73=BY01_2_2_2 | 2_2_A2 | RR73=BY02_C_24 | SR7=BY05_C_2_12 | SR7=BY02_2_8_5_4 | U | 1
67 | BLMEI.B6L7 | Ionis. | TCSM.6L7.B2 |  | BLMEI.B6L7.B2X1_TCSM |  | BJBAP.A6L7_3 |  | RR73=BY01_2_2_3 |  |  |  |  | U | 1
68 | BLMES.B6L7 | Sem |  |  | BLMES.B6L7.B2X1_TCSM |  | BJBAP.A6L7_4 |  | RR73=BY01_2_2_4 |  |  |  |  | U | 1
69 | BLMEI.C6L7 | Ionis. | TLCA..A6L7.B2 |  | BLMEI.C6L7.B2X1_TLCA_A |  | BJBAP.A6L7_5 |  | RR73=BY01_2_2_5 |  |  |  |  | U | 1
70 | BLMES.C6L7 | Sem |  |  | BLMES.C6L7.B2X1_TLCA_A |  | BJBAP.A6L7_6 |  | RR73=BY01_2_2_6 |  |  |  |  | U | 1
71 | BLMEI.D6L7 | Ionis. | TCSM.A6L7.B1 |  | BLMEI.D6L7.B1X1_TCSG_A |  | BJBAP.A6L7_7 |  | RR73=BY01_2_2_7 |  |  |  |  | U | 1
72 | BLMES.D6L7 | Sem |  |  | BLMES.D6L7.B1X1_TCSG_A |  | BJBAP.A6L7_8 |  | RR73=BY01_2_2_8 |  |  |  |  | U | 1
73 | BLMEI.E6L7 | Ionis. | TCSG.A6L7.B1 |  | BLMEI.E6L7.B1X1_TCSG_A | BJBHT.B6L7 | BJBAP.B6L7_1 |  | RR73=BY01_2_3_1 | 2_3_A1 | RR73=BY02_D_1 | SR7=BY05_C_3_1 | SR7=BY02_2_9_6_1 | U | 1
74 | BLMES.E6L7 | Sem |  |  | BLMES.E6L7.B1X1_TCSG_A |  | BJBAP.B6L7_2 |  | RR73=BY01_2_3_2 | 2_3_A2 | RR73=BY02_D_2 | SR7=BY05_C_3_2 | SR7=BY02_2_9_6_2 | U | 1
75 | BLMEI.F6L7 | Ionis. | TCSM.B6L7.B1 |  | BLMEI.F6L7.B1X1_TCSM_B |  | BJBAP.B6L7_3 |  | RR73=BY01_2_3_3 |  |  |  |  | U | 1
76 | BLMES.F6L7 | Sem |  |  | BLMES.F6L7.B1X1_TCSM_B |  | BJBAP.B6L7_4 |  | RR73=BY01_2_3_4 |  |  |  |  | U | 1
77 | BLMEI.G6L7 | Ionis. | TCSG.B6L7.B1 |  | BLMEI.G6L7.B1X1_TCSG_B |  | BJBAP.B6L7_5 |  | RR73=BY01_2_3_5 |  |  |  |  | U | 1
78 | BLMES.G6L7 | Sem |  |  | BLMES.G6L7.B1X1_TCSG_B |  | BJBAP.B6L7_6 |  | RR73=BY01_2_3_6 |  |  |  |  | U | 1
[7 empty] | BJBAP.B6L7_7 |  | RR73=BY01_2_3_7 |  |  |  |  | U | 0
[7 empty] | BJBAP.B6L7_8 |  | RR73=BY01_2_3_8 |  |  |  |  | U | 0
79 | BLMEI.H6L7 | Ionis. | MBW.A6L7 |  | BLMEI.E6L7.B1X1_MBW | BJBHT.C6L7 | BJBAP.C6L7_1 |  | RR73=BY01_2_4_1 | 2_4_A1 | RR73=BY02_D_3 | SR7=BY05_C_3_3 | SR7=BY02_2_9_6_3 | U | 1
80 | BLMES.H6L7 | Sem |  |  | BLMES.E6L7.B1X1_MBW |  | BJBAP.C6L7_2 |  | RR73=BY01_2_4_2 | 2_4_A2 | RR73=BY02_D_4 | SR7=BY05_C_3_4 | SR7=BY02_2_9_6_4 | U | 1
81 | BLMEI.I6L7 | Ionis. |  |  | BLMEI.E6L7.B1X2_MBW |  | BJBAP.C6L7_3 |  | RR73=BY01_2_4_3 |  |  |  |  | U | 1
82 | BLMES.I6L7 | Sem |  |  | BLMES.E6L7.B1X2_MBW |  | BJBAP.C6L7_4 |  | RR73=BY01_2_4_4 |  |  |  |  | U | 1
83 | [6 empty] | BJBAP.C6L7_5 |  | RR73=BY01_2_4_5
84 | [6 empty] | BJBAP.C6L7_6 |  | RR73=BY01_2_4_6
85 | [6 empty] | BJBAP.C6L7_7 |  | RR73=BY01_2_4_7
86 | [6 empty] | BJBAP.C6L7_8 |  | RR73=BY01_2_4_8
Half octant 7 left
[9 empty] | Analog Front End | Optical link tunnel |  | Optical link surface | Digital acquisition
N. ch | Monitor | Type | Location | Pos | Logic name | HV patch | An. Patch_In | BJBAP | UA=Ra_Cr_CFC_In | Cr_CFC_Out | UA=Ra_Pa_In | SR=Ra_Pa_Sl_Out | SR=Ra_VME_Sl_DAB_In | Fonction | Status
cable
87 | BLMEI.L6L7 | Ionis. | TLCA.C6L7.B2 |  | BLMEI.L6L7.B2X1_TLCA_C | BJBHT.D6L7 | BJBAP.D6L7_1 |  | RR73=BY01_2_5_1 | 2_5_A1 | RR73=BY02_D_5 | SR7=BY05_C_3_5 | SR7=BY02_2_10_7_1 | U | 1
88 | BLMES.L6L7 | Sem |  |  | BLMES.L6L7.B2X1_TLCA_C |  | BJBAP.D6L7_2 |  | RR73=BY01_2_5_2 | 2_5_A2 | RR73=BY02_D_6 | SR7=BY05_C_3_6 | SR7=BY02_2_10_7_2 | U | 1
89 | BLMEI.M6L7 | Ionis. | TCHSS.6L7.B1 |  | BLMEI.M6L7.B1X1_TCHSS |  | BJBAP.D6L7_3 |  | RR73=BY01_2_5_3 |  |  |  |  | U | 1
90 | BLMES.M6L7 | Sem |  |  | BLMES.M6L7.B1X1_TCHSS |  | BJBAP.D6L7_4 |  | RR73=BY01_2_5_4 |  |  |  |  | U | 1
91 | BLMEI.N6L7 | Ionis. | TCHSH.6L7.B1 |  | BLMEI.N6L7.B1X1_TCHSH |  | BJBAP.D6L7_5 |  | RR73=BY01_2_5_5 |  |  |  |  | U | 1
92 | BLMES.N6L7 | Sem |  |  | BLMES.N6L7.B1X1_TCHSH |  | BJBAP.D6L7_6 |  | RR73=BY01_2_5_6 |  |  |  |  | U | 1
93 | BLMEI.O6L7 | Ionis. | TCHSV.6L7.B1 |  | BLMEI.O6L7.B1X1_TCHSV |  | BJBAP.D6L7_7 |  | RR73=BY01_2_5_7 |  |  |  |  | U | 1
94 | BLMES.O6L7 | Sem |  |  | BLMES.O6L7.B1X1_TCHSV |  | BJBAP.D6L7_8 |  | RR73=BY01_2_5_8 |  |  |  |  | U | 1
95 | BLMEI.P6L7 | Ionis. | TCP.A6L7.B1 |  | BLMEI.P6L7.B1X1_TCP_A | BJBHT.E6L7 | BJBAP.E6L7_1 |  | RR73=BY01_2_6_1 | 2_6_A1 | RR73=BY02_D_7 | SR7=BY05_C_3_7 | SR7=BY02_2_10_7_3 | U | 1
96 | BLMES.P6L7 | Sem | TCP.A6L7.B1 |  | BLMES.P6L7.B1X1_TCP_A |  | BJBAP.E6L7_2 |  | RR73=BY01_2_6_2 | 2_6_A2 | RR73=BY02_D_8 | SR7=BY05_C_3_8 | SR7=BY02_2_10_7_4 | U | 1
97 | BLMEI.Q6L7 | Ionis. | TCP.B6L7.B1 |  | BLMEI.Q6L7.B1X1_TCP_B |  | BJBAP.E6L7_3 |  | RR73=BY01_2_6_3 |  |  |  |  | U | 1
98 | BLMES.Q6L7 | Sem | TCP.B6L7.B1 |  | BLMES.Q6L7.B1X1_TCP_B |  | BJBAP.E6L7_4 |  | RR73=BY01_2_6_4 |  |  |  |  | U | 1
[7 empty] | BJBAP.E6L7_5 |  | RR73=BY01_2_6_5 | [5 empty] | 0
[7 empty] | BJBAP.E6L7_6 |  | RR73=BY01_2_6_6 | [5 empty] | 0
[7 empty] | BJBAP.E6L7_7 |  | RR73=BY01_2_6_7 | [5 empty] | 0
[7 empty] | BJBAP.E6L7_8 |  | RR73=BY01_2_6_8 | [5 empty] | 0
99 | BLMEI.R6L7 | Ionis. | TCP.C6L7.B1 |  | BLMEI.R6L7.B1X1_TCP_C | BJBHT.F6L7 | BJBAP.F6L7_1 |  | RR73=BY01_2_7_1 | 2_7_A1 | RR73=BY02_D_9 | SR7=BY05_C_3_9 | SR7=BY02_2_11_8_1 | U | 1
100 | BLMES.R6L7 | Sem |  |  | BLMES.R6L7.B1X1_TCP_C |  | BJBAP.F6L7_2 |  | RR73=BY01_2_7_2 | 2_7_A2 | RR73=BY02_D_10 | SR7=BY05_C_3_10 | SR7=BY02_2_11_8_2 | U | 1
101 | BLMEI.S6L7 | Ionis. | TCP.D6L7.B1 |  | BLMEI.S6L7.B1X1_TCP_D |  | BJBAP.F6L7_3 |  | RR73=BY01_2_7_3 |  |  |  |  | U | 1
102 | BLMES.S6L7 | Sem |  |  | BLMES.S6L7.B1X1_TCP_D |  | BJBAP.F6L7_4 |  | RR73=BY01_2_7_4 |  |  |  |  | U | 1
103 | BLMEI.T6L7 | Ionis. | TLCA.E6L7.B2 |  | BLMEI.T6L7.B2X1_TLCA_E |  | BJBAP.F6L7_5 |  | RR73=BY01_2_7_5 |  |  |  |  | U | 1
104 | BLMES.T6L7 | Sem |  |  | BLMES.T6L7.B2X1_TLCA_E |  | BJBAP.F6L7_6 |  | RR73=BY01_2_7_6 |  |  |  |  | U | 1
105 | BLMEI.A7L7 | Ionis. | TLCA.A7L7.B2 |  | BLMEI.A7L7.B2X1_TLCA |  | BJBAP.F6L7_7 |  | RR73=BY01_2_7_7 |  |  |  |  | U | 1
106 | BLMES.A7L7 | Sem |  |  | BLMES.A7L7.B2X1_TLCA |  | BJBAP.F6L7_8 |  | RR73=BY01_2_7_8 |  |  |  |  | U | 1
107 | BLMEI.U6L7 | Ionis. | MBW.C6L7 |  | BLMEI.U6L7.B1X1_MBW | BJBHT.G6L7 | BJBAP.G6L7_1 |  | RR73=BY01_2_8_1 | 2_8_A1 | RR73=BY02_D_11 | SR7=BY05_C_3_11 | SR7=BY02_2_11_8_3 | U | 1
108 | BLMES.U6L7 | Sem |  |  | BLMES.U6L7.B1X1_MBW |  | BJBAP.G6L7_2 |  | RR73=BY01_2_8_2 | 2_8_A2 | RR73=BY02_D_12 | SR7=BY05_C_3_12 | SR7=BY02_2_11_8_4 | U | 1
109 | BLMEI.V6L7 | Ionis. |  |  | BLMEI.V6L7.B1X2_MBW |  | BJBAP.G6L7_3 |  | RR73=BY01_2_8_3 |  |  |  |  | U | 1
110 | BLMES.V6L7 | Sem |  |  | BLMES.V6L7.B1X2_MBW |  | BJBAP.G6L7_4 |  | RR73=BY01_2_8_4 |  |  |  |  | U | 1
[7 empty] | BJBAP.G6L7_5 |  | RR73=BY01_2_8_5
[7 empty] | BJBAP.G6L7_6 |  | RR73=BY01_2_8_6
[7 empty] | BJBAP.G6L7_7 |  | RR73=BY01_2_8_7
[7 empty] | BJBAP.G6L7_8 |  | RR73=BY01_2_8_8
111 | BLMQI.B6L7 | Ionis. | MQTLH.C6L7 | 753 | BLMQI.6L7.B1E3_MQTLH | BJBHT.H6L7 | BJBAP.H6L7_1 |  | RR73=BY01_2_9_1 | 2_9_A1 | RR73=BY02_D_13 | SR7=BY05_C_4_1 | SR7=BY02_1_5_2_1 | M | 1
112 | BLMQI.C6L7 | Ionis. |  | 503 | BLMQI.6L7.B2I1_MQTLH |  | BJBAP.H6L7_2 |  | RR73=BY01_2_9_2 | 2_9_A2 | RR73=BY02_D_14 | SR7=BY05_C_4_2 | SR7=BY02_1_5_2_2 | M | 1
113 | BLMQI.D6L7 | Ionis. |  | 373 | BLMQI.6L7.B1E2_MQTLH |  | BJBAP.H6L7_3 |  | RR73=BY01_2_9_3 |  |  |  |  | M | 1
114 | BLMQI.E6L7 | Ionis. |  | 253 | BLMQI.6L7.B2I2_MQTLH |  | BJBAP.H6L7_4 |  | RR73=BY01_2_9_4 |  |  |  |  | M | 1
115 | BLMQI.F6L7 | Ionis. |  | 160 | BLMQI.6L7.B1E1_MQTLH |  | BJBAP.H6L7_5 |  | RR73=BY01_2_9_5 |  |  |  |  | M | 1
116 | BLMQI.A7L7 | Ionis. |  | -147 | BLMQI.6L7.B2I3_MQTLH |  | BJBAP.H6L7_6 |  | RR73=BY01_2_9_6 |  |  |  |  | M | 1
[7 empty] | BJBAP.H6L7_7 |  | RR73=BY01_2_9_7 | [5 empty] | 0
[7 empty] | BJBAP.H6L7_8 |  | RR73=BY01_2_9_8 | [5 empty] | 0
117 | BLMQI.B7L7 | Ionis. | MQ.7L7 | 753 | BLMQI.7L7.B1E3_MQ | BJBHT.A7L7 | BJBAP.A7L7_1 |  | RR73=BY01_2_10_1 | 2_10_A1 | RR73=BY02_D_15 | SR7=BY05_C_4_3 | SR7=BY02_1_5_2_3 | M | 1
118 | BLMQI.C7L7 | Ionis. |  | 503 | BLMQI.7L7.B2I1_MQ |  | BJBAP.A7L7_2 |  | RR73=BY01_2_10_2 | 2_10_A2 | RR73=BY02_D_16 | SR7=BY05_C_4_4 | SR7=BY02_1_5_2_4 | M | 1
119 | BLMQI.D7L7 | Ionis. |  | 373 | BLMQI.7L7.B1E2_MQ |  | BJBAP.A7L7_3 |  | RR73=BY01_2_10_3 |  |  |  |  | M | 1
120 | BLMQI.E7L7 | Ionis. |  | 253 | BLMQI.7L7.B2I2_MQ |  | BJBAP.A7L7_4 |  | RR73=BY01_2_10_4 |  |  |  |  | M | 1
121 | BLMQI.F7L7 | Ionis. |  | 160 | BLMQI.7L7.B1E1_MQ |  | BJBAP.A7L7_5 |  | RR73=BY01_2_10_5 |  |  |  |  | M | 1
122 | BLMQI.A8L7 | Ionis. |  | -147 | BLMQI.7L7.B2I3_MQ |  | BJBAP.A7L7_6 |  | RR73=BY01_2_10_6 |  |  |  |  | M | 1
[7 empty] | BJBAP.A7L7_7 |  | RR73=BY01_2_10_7 | [5 empty] | 0
[7 empty] | BJBAP.A7L7_8 |  | RR73=BY01_2_10_8 | [5 empty] | 0
123 | BLMEI.A8L7 | Ionis. | MBA.8L7 |  | BLMEI.8L7.B1X1_MBA | BJBHT.A8L7 | BJBAP.A8L7_1 |  | RR73=BY01_3_1_1 | 3_1_A1 | RR73=BY02_D_17 | SR7=BY05_C_4_5 | SR7=BY01_4_4_1_1 | U | 1
124 | BLMEI.B8L7 | Ionis. |  |  | BLMEI.8L7.B1X2_MBA |  | BJBAP.A8L7_2 |  | RR73=BY01_3_1_2 | 3_1_A2 | RR73=BY02_D_18 | SR7=BY05_C_4_6 | SR7=BY02_4_4_1_2 | U | 1
125 | BLMEI.C8L7 | Ionis. |  |  | BLMEI.8L7.B1X3_MBA |  | BJBAP.A8L7_3 |  | RR73=BY01_3_1_3 |  |  |  |  | U | 1
[7 empty] | BJBAP.A8L7_4 |  | RR73=BY01_3_1_4 |  |  |  |  | U | 1
[7 empty] | BJBAP.A8L7_5 |  | RR73=BY01_3_1_5 | [5 empty] | 0
[7 empty] | BJBAP.A8L7_6 |  | RR73=BY01_3_1_6 | [5 empty] | 0
[7 empty] | BJBAP.A8L7_7 |  | RR73=BY01_3_1_7 | [5 empty] | 0
[7 empty] | BJBAP.A8L7_8 |  | RR73=BY01_3_1_8 | [5 empty] | 0
Half octant 7 left
[9 empty] | Analog Front End | Optical link tunnel |  | Optical link surface | Digital acquisition
N. ch | Monitor | Type | Location | Pos | Logic name | HV patch | An. Patch_In | BJBAP | UA=Ra_Cr_CFC_In | Cr_CFC_Out | UA=Ra_Pa_In | SR=Ra_Pa_Sl_Out | SR=Ra_VME_Sl_DAB_In | Fonction | Status
cable
117 | BLMQI.A8L7 | Ionis. | MQ.8L7 | 753 | BLMQI.8L7.B1E3_MQ | BJBHT.B8L7 | BJBAP.B8L7_1 |  | RR73=BY01_3_2_1 | 3_2_A1 | RR73=BY02_D_19 | SR7=BY05_C_4_7 | SR7=BY02_1_6_3_1 | M | 1
118 | BLMQI.B8L7 | Ionis. |  | 503 | BLMQI.8L7.B2I1_MQ |  | BJBAP.B8L7_2 |  | RR73=BY01_3_2_2 | 3_2_A2 | RR73=BY02_D_20 | SR7=BY05_C_4_8 | SR7=BY02_1_6_3_2 | M | 1
119 | BLMQI.C8L7 | Ionis. |  | 373 | BLMQI.8L7.B1E2_MQ |  | BJBAP.B8L7_3 |  | RR73=BY01_3_2_3 |  |  |  |  | M | 1
120 | BLMQI.D8L7 | Ionis. |  | 253 | BLMQI.8L7.B2I2_MQ |  | BJBAP.B8L7_4 |  | RR73=BY01_3_2_4 |  |  |  |  | M | 1
121 | BLMQI.E8L7 | Ionis. |  | 160 | BLMQI.8L7.B1E1_MQ |  | BJBAP.B8L7_5 |  | RR73=BY01_3_2_5 |  |  |  |  | M | 1
122 | BLMQI.A9L7 | Ionis. |  | -147 | BLMQI.8L7.B2I3_MQ |  | BJBAP.B8L7_6 |  | RR73=BY01_3_2_6 |  |  |  |  | M | 1
[7 empty] | BJBAP.B8L7_7 |  | RR73=BY01_3_2_7 | [5 empty] | 0
[7 empty] | BJBAP.B8L7_8 |  | RR73=BY01_3_2_8 | [5 empty] | 0
126 | BLMEI.A9L7 | Ionis. | LBBRB.9L7 |  | BLMEI.8L7.B1X1_LBBRB | BJBHT.A9L7 | BJBAP.A9L7_1 |  | RR73=BY01_3_3_1 | 3_3_A1 | RR73=BY02_D_21 | SR7=BY05_C_4_9 | SR7=BY01_4_4_1_3 | U | 1
127 | BLMEI.B9L7 | Ionis. |  |  | BLMEI.8L7.B1X2_LBBRB |  | BJBAP.A9L7_2 |  | RR73=BY01_3_3_2 | 3_3_A2 | RR73=BY02_D_22 | SR7=BY05_C_4_10 | SR7=BY02_4_4_1_4 | U | 1
128 | BLMEI.C9L7 | Ionis. |  |  | BLMEI.8L7.B1X3_LBBRB |  | BJBAP.A9L7_3 |  | RR73=BY01_3_3_3 |  |  |  |  | U | 1
[7 empty] | BJBAP.A9L7_4 |  | RR73=BY01_3_3_4 | [5 empty] | 0
[7 empty] | BJBAP.A9L7_5 |  | RR73=BY01_3_3_5 | [5 empty] | 0
[7 empty] | BJBAP.A9L7_6 |  | RR73=BY01_3_3_6 | [5 empty] | 0
[7 empty] | BJBAP.A9L7_7 |  | RR73=BY01_3_3_7 | [5 empty] | 0
[7 empty] | BJBAP.A9L7_8 |  | RR73=BY01_3_3_8 | [5 empty] | 0
129 | BLMQI.B9L7 | Ionis. | MQM.9L7 | 753 | BLMQI.9L7.B1E3_MQM | BJBHT.B9L7 | BJBAP.B9L7_1 |  | RR73=BY01_3_4_1 | 3_4_A1 | RR73=BY02_D_23 | SR7=BY05_C_4_11 | SR7=BY02_1_6_3_3 | M | 1
130 | BLMQI.C9L7 | Ionis. |  | 503 | BLMQI.9L7.B2I1_MQM |  | BJBAP.B9L7_2 |  | RR73=BY01_3_4_2 | 3_4_A2 | RR73=BY02_D_24 | SR7=BY05_C_4_12 | SR7=BY02_1_6_3_4 | M | 1
131 | BLMQI.D9L7 | Ionis. |  | 373 | BLMQI.9L7.B1E2_MQM |  | BJBAP.B9L7_3 |  | RR73=BY01_3_4_3 |  |  |  |  | M | 1
132 | BLMQI.E9L7 | Ionis. |  | 253 | BLMQI.9L7.B2I2_MQM |  | BJBAP.B9L7_4 |  | RR73=BY01_3_4_4 |  |  |  |  | M | 1
133 | BLMQI.F9L7 | Ionis. |  | 160 | BLMQI.9L7.B1E1_MQM |  | BJBAP.B9L7_5 |  | RR73=BY01_3_4_5 |  |  |  |  | M | 1
134 | BLMQI.A10L7 | Ionis. |  | -147 | BLMQI.9L7.B2I3_MQM |  | BJBAP.B9L7_6 |  | RR73=BY01_3_4_6 |  |  |  |  | M | 1
[7 empty] | BJBAP.B9L7_7 |  | RR73=BY01_3_4_7 | [5 empty] | 0
[7 empty] | BJBAP.B9L7_8 |  | RR73=BY01_3_4_8 | [5 empty] | 0
135 | BLMQI.B10L7 | Ionis. | MQML.10L7 | 753 | BLMQI.10L7.B1E3_MQML | BJBHT.A10L7 | BJBAP.A10L7_1 |  | RR73=BY01_3_3_1 | 3_5_A1 | RR73=BY02_E_1 | SR7=BY05_C_5_1 | SR7=BY02_1_7_4_1 | M | 1
136 | BLMQI.C10L7 | Ionis. |  | 503 | BLMQI.10L7.B2I1_MQML |  | BJBAP.A10L7_2 |  | RR73=BY01_3_3_2 | 3_5_A2 | RR73=BY02_E_2 | SR7=BY05_C_5_2 | SR7=BY02_1_7_4_2 | M | 1
137 | BLMQI.D10L7 | Ionis. |  | 373 | BLMQI.10L7.B1E2_MQML |  | BJBAP.A10L7_3 |  | RR73=BY01_3_3_3 |  |  |  |  | M | 1
138 | BLMQI.E10L7 | Ionis. |  | 253 | BLMQI.10L7.B2I2_MQML |  | BJBAP.A10L7_4 |  | RR73=BY01_3_3_4 |  |  |  |  | M | 1
139 | BLMQI.F10L7 | Ionis. |  | 160 | BLMQI.10L7.B1E1_MQML |  | BJBAP.A10L7_5 |  | RR73=BY01_3_3_5 |  |  |  |  | M | 1
140 | BLMQI.A11L7 | Ionis. |  | -147 | BLMQI.10L7.B2I3_MQML |  | BJBAP.A10L7_6 |  | RR73=BY01_3_3_6 |  |  |  |  | M | 1
[7 empty] | BJBAP.A10L7_7 |  | RR73=BY01_3_3_7 | [5 empty] | 0
[7 empty] | BJBAP.A10L7_8 |  | RR73=BY01_3_3_8 | [5 empty] | 0
141 | BLMEI.A11L7 | Ionis. | MBA.11L7 |  | BLMEI.11L7.B1X1_MBA | BJBHT.A11L7 | BJBAP.A11L7_1 |  | RR73=BY01_3_4_1 | 3_6_A1 | RR73=BY02_E_3 | SR7=BY05_C_5_3 | SR7=BY01_4_4_2_1 | U | 1
142 | BLMEI.B11L7 | Ionis. |  |  | BLMEI.11L7.B1X2_MBA |  | BJBAP.A11L7_2 |  | RR73=BY01_3_4_2 | 3_6_A2 | RR73=BY02_E_4 | SR7=BY05_C_5_4 | SR7=BY02_4_4_2_2 | U | 1
143 | BLMEI.C11L7 | Ionis. |  |  | BLMEI.11L7.B1X3_MBA |  | BJBAP.A11L7_3 |  | RR73=BY01_3_4_3 |  |  |  |  | U | 1
144 | BLMEI.D11L7 | Ionis. |  |  | BLMEI.11L7.B1X4_MBA |  | BJBAP.A11L7_4 |  | RR73=BY01_3_4_4 |  |  |  |  | U | 1
[7 empty] | BJBAP.A11L7_5 |  | RR73=BY01_3_4_5 | [5 empty] | 0
[7 empty] | BJBAP.A11L7_6 |  | RR73=BY01_3_4_6 | [5 empty] | 0
[7 empty] | BJBAP.A11L7_7 |  | RR73=BY01_3_4_7 | [5 empty] | 0
[7 empty] | BJBAP.A11L7_8 |  | RR73=BY01_3_4_8 | [5 empty] | 0
145 | BLMQI.A11L7 | Ionis. | MQ.11L7 | 753 | BLMQI.11L7.B1E3_MQ | BJBHT.B11L7 | BJBAP.B11L7_1 |  | RR73=BY01_3_5_1 | 3_7_A1 | RR73=BY02_E_5 | SR7=BY05_C_5_5 | SR7=BY02_1_7_4_3 | M | 1
146 | BLMQI.B11L7 | Ionis. |  | 503 | BLMQI.11L7.B2I1_MQ |  | BJBAP.B11L7_2 |  | RR73=BY01_3_5_2 | 3_7_A2 | RR73=BY02_E_6 | SR7=BY05_C_5_6 | SR7=BY02_1_7_4_4 | M | 1
147 | BLMQI.C11L7 | Ionis. |  | 373 | BLMQI.11L7.B1E2_MQ |  | BJBAP.B11L7_3 |  | RR73=BY01_3_5_3 |  |  |  |  | M | 1
148 | BLMQI.D11L7 | Ionis. |  | 253 | BLMQI.11L7.B2I2_MQ |  | BJBAP.B11L7_4 |  | RR73=BY01_3_5_4 |  |  |  |  | M | 1
149 | BLMQI.E11L7 | Ionis. |  | 160 | BLMQI.11L7.B1E1_MQ |  | BJBAP.B11L7_5 |  | RR73=BY01_3_5_5 |  |  |  |  | M | 1
150 | BLMQI.A12L7 | Ionis. |  | -147 | BLMQI.11L7.B2I3_MQ |  | BJBAP.B11L7_6 |  | RR73=BY01_3_5_6 |  |  |  |  | M | 1
[7 empty] | BJBAP.B11L7_7 |  | RR73=BY01_3_5_7 | [5 empty] | 0
[7 empty] | BJBAP.B11L7_8 |  | RR73=BY01_3_5_8 | [5 empty] | 0
151 | BLMQI.B12L7 | Ionis. | MQ.12L7 | 753 | BLMQI.12L7.B1E3_MQ | BJBHT.A12L7 |  |  | BYPLM.A12L7_CFC_1 | CFC_A1 | BYPLM.A12L7_7 | SR7=BY05_F_1_7 | SR7=BY02_1_8_5_1 | M | 1
152 | BLMQI.C12L7 | Ionis. |  | 503 | BLMQI.12L7.B2I1_MQ |  |  |  | BYPLM.A12L7_CFC_2 | CFC_A2 | BYPLM.A12L7_8 | SR7=BY05_F_1_8 | SR7=BY02_1_8_5_2 | M | 1
153 | BLMQI.D12L7 | Ionis. |  | 373 | BLMQI.12L7.B1E2_MQ |  |  |  | BYPLM.A12L7_CFC_3 |  |  |  |  | M | 1
154 | BLMQI.E12L7 | Ionis. |  | 253 | BLMQI.12L7.B2I2_MQ |  |  |  | BYPLM.A12L7_CFC_4 |  |  |  |  | M | 1
155 | BLMQI.F12L7 | Ionis. |  | 160 | BLMQI.12L7.B1E1_MQ |  |  |  | BYPLM.A12L7_CFC_5 |  |  |  |  | M | 1
156 | BLMQI.A13L7 | Ionis. |  | -147 | BLMQI.12L7.B2I3_MQ |  |  |  | BYPLM.A12L7_CFC_6 |  |  |  |  | M | 1
[9 empty] | BYPLM.A12L7_CFC_7 | [5 empty] | 0
[9 empty] | BYPLM.A12L7_CFC_8 | [5 empty] | 0
Half octant 7 left
[9 empty] | Analog Front End | Optical link tunnel |  | Optical link surface | Digital acquisition
N. ch | Monitor | Type | Location | Pos | Logic name | HV patch | An. Patch_In | BJBAP | UA=Ra_Cr_CFC_In | Cr_CFC_Out | UA=Ra_Pa_In | SR=Ra_Pa_Sl_Out | SR=Ra_VME_Sl_DAB_In | Fonction | Status
cable
157 | BLMQI.B13L7 | Ionis. | MQ.13L7 | 753 | BLMQI.13L7.B1E3_MQ | BJBHT.A13L7 |  |  | BYPLM.A13L7_CFC_1 | CFC_A1 | BYPLM.A13L7_7 | SR7=BY05_F_2_7 | SR7=BY02_1_8_5_3 | M | 1
158 | BLMQI.C13L7 | Ionis. |  | 503 | BLMQI.13L7.B2I1_MQ |  |  |  | BYPLM.A13L7_CFC_2 | CFC_A2 | BYPLM.A13L7_8 | SR7=BY05_F_2_8 | SR7=BY02_1_8_5_4 | M | 1
159 | BLMQI.D13L7 | Ionis. |  | 373 | BLMQI.13L7.B1E2_MQ |  |  |  | BYPLM.A13L7_CFC_3 |  |  |  |  | M | 1
160 | BLMQI.E13L7 | Ionis. |  | 253 | BLMQI.13L7.B2I2_MQ |  |  |  | BYPLM.A13L7_CFC_4 |  |  |  |  | M | 1
161 | BLMQI.F13L7 | Ionis. |  | 160 | BLMQI.13L7.B1E1_MQ |  |  |  | BYPLM.A13L7_CFC_5 |  |  |  |  | M | 1
162 | BLMQI.A14L7 | Ionis. |  | -147 | BLMQI.13L7.B2I3_MQ |  |  |  | BYPLM.A13L7_CFC_6 |  |  |  |  | M | 1
[9 empty] | BYPLM.A13L7_CFC_7 | [5 empty] | 0
[9 empty] | BYPLM.A13L7_CFC_8 | [5 empty] | 0
163 | BLMQI.B14L7 | Ionis. | MQ.14L7 | 753 | BLMQI.14L7.B1E3_MQ | BJBHT.A14L7 |  |  | BYPLM.A14L7_CFC_1 | CFC_A1 | BYPLM.A14L7_7 | SR7=BY05_F_3_7 | SR7=BY02_1_9_6_1 | M | 1
164 | BLMQI.C14L7 | Ionis. |  | 503 | BLMQI.14L7.B2I1_MQ |  |  |  | BYPLM.A14L7_CFC_2 | CFC_A2 | BYPLM.A14L7_8 | SR7=BY05_F_3_8 | SR7=BY02_1_9_6_2 | M | 1
165 | BLMQI.D14L7 | Ionis. |  | 373 | BLMQI.14L7.B1E2_MQ |  |  |  | BYPLM.A14L7_CFC_3 |  |  |  |  | M | 1
166 | BLMQI.E14L7 | Ionis. |  | 253 | BLMQI.14L7.B2I2_MQ |  |  |  | BYPLM.A14L7_CFC_4 |  |  |  |  | M | 1
167 | BLMQI.F14L7 | Ionis. |  | 160 | BLMQI.14L7.B1E1_MQ |  |  |  | BYPLM.A14L7_CFC_5 |  |  |  |  | M | 1
168 | BLMQI.A15L7 | Ionis. |  | -147 | BLMQI.14L7.B2I3_MQ |  |  |  | BYPLM.A14L7_CFC_6 |  |  |  |  | M | 1
[9 empty] | BYPLM.A14L7_CFC_7 | [5 empty] | 0
[9 empty] | BYPLM.A14L7_CFC_8 | [5 empty] | 0
169 | BLMQI.B15L7 | Ionis. | MQ.15L7 | 753 | BLMQI.15L7.B1E3_MQ | BJBHT.A15L7 |  |  | BYPLM.A15L7_CFC_1 | CFC_A1 | BYPLM.A15L7_7 | SR7=BY05_F_4_7 | SR7=BY02_1_9_6_3 | M | 1
170 | BLMQI.C15L7 | Ionis. |  | 503 | BLMQI.15L7.B2I1_MQ |  |  |  | BYPLM.A15L7_CFC_2 | CFC_A2 | BYPLM.A15L7_8 | SR7=BY05_F_4_8 | SR7=BY02_1_9_6_4 | M | 1
171 | BLMQI.D15L7 | Ionis. |  | 373 | BLMQI.15L7.B1E2_MQ |  |  |  | BYPLM.A15L7_CFC_3 |  |  |  |  | M | 1
172 | BLMQI.E15L7 | Ionis. |  | 253 | BLMQI.15L7.B2I2_MQ |  |  |  | BYPLM.A15L7_CFC_4 |  |  |  |  | M | 1
173 | BLMQI.F15L7 | Ionis. |  | 160 | BLMQI.15L7.B1E1_MQ |  |  |  | BYPLM.A15L7_CFC_5 |  |  |  |  | M | 1
174 | BLMQI.A16L7 | Ionis. |  | -147 | BLMQI.15L7.B2I3_MQ |  |  |  | BYPLM.A15L7_CFC_6 |  |  |  |  | M | 1
[9 empty] | BYPLM.A15L7_CFC_7 | [5 empty] | 0
[9 empty] | BYPLM.A15L7_CFC_8 | [5 empty] | 0
175 | BLMQI.B16L7 | Ionis. | MQ.16L7 | 753 | BLMQI.16L7.B1E3_MQ | BJBHT.A16L7 |  |  | BYPLM.A16L7_CFC_1 | CFC_A1 | BYPLM.A16L7_7 | SR7=BY05_F_5_7 | SR7=BY02_1_10_7_1 | M | 1
176 | BLMQI.C16L7 | Ionis. |  | 503 | BLMQI.16L7.B2I1_MQ |  |  |  | BYPLM.A16L7_CFC_2 | CFC_A2 | BYPLM.A16L7_8 | SR7=BY05_F_5_8 | SR7=BY02_1_10_7_2 | M | 1
177 | BLMQI.D16L7 | Ionis. |  | 373 | BLMQI.16L7.B1E2_MQ |  |  |  | BYPLM.A16L7_CFC_3 |  |  |  |  | M | 1
178 | BLMQI.E16L7 | Ionis. |  | 253 | BLMQI.16L7.B2I2_MQ |  |  |  | BYPLM.A16L7_CFC_4 |  |  |  |  | M | 1
179 | BLMQI.F16L7 | Ionis. |  | 160 | BLMQI.16L7.B1E1_MQ |  |  |  | BYPLM.A16L7_CFC_5 |  |  |  |  | M | 1
180 | BLMQI.A17L7 | Ionis. |  | -147 | BLMQI.16L7.B2I3_MQ |  |  |  | BYPLM.A16L7_CFC_6 |  |  |  |  | M | 1
[9 empty] | BYPLM.A16L7_CFC_7 | [5 empty] | 0
[9 empty] | BYPLM.A16L7_CFC_8 | [5 empty] | 0
181 | BLMQI.B17L7 | Ionis. | MQ.17L7 | 753 | BLMQI.17L7.B1E3_MQ | BJBHT.A17L7 |  |  | BYPLM.A17L7_CFC_1 | CFC_A1 | BYPLM.A17L7_7 | SR7=BY05_G_1_7 | SR7=BY02_1_10_7_3 | M | 1
182 | BLMQI.C17L7 | Ionis. |  | 503 | BLMQI.17L7.B2I1_MQ |  |  |  | BYPLM.A17L7_CFC_2 | CFC_A2 | BYPLM.A17L7_8 | SR7=BY05_G_1_8 | SR7=BY02_1_10_7_4 | M | 1
183 | BLMQI.D17L7 | Ionis. |  | 373 | BLMQI.17L7.B1E2_MQ |  |  |  | BYPLM.A17L7_CFC_3 |  |  |  |  | M | 1
184 | BLMQI.E17L7 | Ionis. |  | 253 | BLMQI.17L7.B2I2_MQ |  |  |  | BYPLM.A17L7_CFC_4 |  |  |  |  | M | 1
185 | BLMQI.F17L7 | Ionis. |  | 160 | BLMQI.17L7.B1E1_MQ |  |  |  | BYPLM.A17L7_CFC_5 |  |  |  |  | M | 1
186 | BLMQI.A18L7 | Ionis. |  | -147 | BLMQI.17L7.B2I3_MQ |  |  |  | BYPLM.A17L7_CFC_6 |  |  |  |  | M | 1
[9 empty] | BYPLM.A17L7_CFC_7 | [5 empty] | 0
[9 empty] | BYPLM.A17L7_CFC_8 | [5 empty] | 0
187 | BLMQI.B18L7 | Ionis. | MQ.18L7 | 753 | BLMQI.18L7.B1E3_MQ | BJBHT.A18L7 |  |  | BYPLM.A18L7_CFC_1 | CFC_A1 | BYPLM.A18L7_7 | SR7=BY05_G_2_7 | SR7=BY02_1_11_8_1 | M | 1
188 | BLMQI.C18L7 | Ionis. |  | 503 | BLMQI.18L7.B2I1_MQ |  |  |  | BYPLM.A18L7_CFC_2 | CFC_A2 | BYPLM.A18L7_8 | SR7=BY05_G_2_8 | SR7=BY02_1_11_8_2 | M | 1
189 | BLMQI.D18L7 | Ionis. |  | 373 | BLMQI.18L7.B1E2_MQ |  |  |  | BYPLM.A18L7_CFC_3 |  |  |  |  | M | 1
190 | BLMQI.E18L7 | Ionis. |  | 253 | BLMQI.18L7.B2I2_MQ |  |  |  | BYPLM.A18L7_CFC_4 |  |  |  |  | M | 1
191 | BLMQI.F18L7 | Ionis. |  | 160 | BLMQI.18L7.B1E1_MQ |  |  |  | BYPLM.A18L7_CFC_5 |  |  |  |  | M | 1
192 | BLMQI.A19L7 | Ionis. |  | -147 | BLMQI.18L7.B2I3_MQ |  |  |  | BYPLM.A18L7_CFC_6 |  |  |  |  | M | 1
[9 empty] | BYPLM.A18L7_CFC_7 | [5 empty] | 0
[9 empty] | BYPLM.A18L7_CFC_8 | [5 empty] | 0
193 | BLMQI.B19L7 | Ionis. | MQ.19L7 | 753 | BLMQI.19L7.B1E3_MQ | BJBHT.A19L7 |  |  | BYPLM.A19L7_CFC_1 | CFC_A1 | BYPLM.A19L7_7 | SR7=BY05_G_3_7 | SR7=BY02_1_11_8_3 | M | 1
194 | BLMQI.C19L7 | Ionis. |  | 503 | BLMQI.19L7.B2I1_MQ |  |  |  | BYPLM.A19L7_CFC_2 | CFC_A2 | BYPLM.A19L7_8 | SR7=BY05_G_3_8 | SR7=BY02_1_11_8_4 | M | 1
195 | BLMQI.D19L7 | Ionis. |  | 373 | BLMQI.19L7.B1E2_MQ |  |  |  | BYPLM.A19L7_CFC_3 |  |  |  |  | M | 1
196 | BLMQI.E19L7 | Ionis. |  | 253 | BLMQI.19L7.B2I2_MQ |  |  |  | BYPLM.A19L7_CFC_4 |  |  |  |  | M | 1
197 | BLMQI.F19L7 | Ionis. |  | 160 | BLMQI.19L7.B1E1_MQ |  |  |  | BYPLM.A19L7_CFC_5 |  |  |  |  | M | 1
198 | BLMQI.A20L7 | Ionis. |  | -147 | BLMQI.19L7.B2I3_MQ |  |  |  | BYPLM.A19L7_CFC_6 |  |  |  |  | M | 1
[9 empty] | BYPLM.A19L7_CFC_7 | [5 empty] | 0
[9 empty] | BYPLM.A19L7_CFC_8 | [5 empty] | 0
Half octant 7 left
[9 empty] | Analog Front End | Optical link tunnel |  | Optical link surface | Digital acquisition
N. ch | Monitor | Type | Location | Pos | Logic name | HV patch | An. Patch_In | BJBAP | UA=Ra_Cr_CFC_In | Cr_CFC_Out | UA=Ra_Pa_In | SR=Ra_Pa_Sl_Out | SR=Ra_VME_Sl_DAB_In | Fonction | Status
cable
199 | BLMQI.B20L7 | Ionis. | MQ.20L7 | 753 | BLMQI.20L7.B1E3_MQ | BJBHT.A20L7 |  |  | BYPLM.A20L7_CFC_1 | CFC_A1 | BYPLM.A20L7_7 | SR7=BY05_G_4_7 | SR7=BY02_1_13_9_1 | M | 1
200 | BLMQI.C20L7 | Ionis. |  | 503 | BLMQI.20L7.B2I1_MQ |  |  |  | BYPLM.A20L7_CFC_2 | CFC_A2 | BYPLM.A20L7_8 | SR7=BY05_G_4_8 | SR7=BY02_1_13_9_2 | M | 1
201 | BLMQI.D20L7 | Ionis. |  | 373 | BLMQI.20L7.B1E2_MQ |  |  |  | BYPLM.A20L7_CFC_3 |  |  |  |  | M | 1
202 | BLMQI.E20L7 | Ionis. |  | 253 | BLMQI.20L7.B2I2_MQ |  |  |  | BYPLM.A20L7_CFC_4 |  |  |  |  | M | 1
203 | BLMQI.F20L7 | Ionis. |  | 160 | BLMQI.20L7.B1E1_MQ |  |  |  | BYPLM.A20L7_CFC_5 |  |  |  |  | M | 1
204 | BLMQI.A21L7 | Ionis. |  | -147 | BLMQI.20L7.B2I3_MQ |  |  |  | BYPLM.A20L7_CFC_6 |  |  |  |  | M | 1
[9 empty] | BYPLM.A20L7_CFC_7 | [5 empty] | 0
[9 empty] | BYPLM.A20L7_CFC_8 | [5 empty] | 0
205 | BLMQI.B21L7 | Ionis. | MQ.21L7 | 753 | BLMQI.21L7.B1E3_MQ | BJBHT.A21L7 |  |  | BYPLM.A21L7_CFC_1 | CFC_A1 | BYPLM.A21L7_7 | SR7=BY05_G_5_7 | SR7=BY02_1_13_9_3 | M | 1
206 | BLMQI.C21L7 | Ionis. |  | 503 | BLMQI.21L7.B2I1_MQ |  |  |  | BYPLM.A21L7_CFC_2 | CFC_A2 | BYPLM.A21L7_8 | SR7=BY05_G_5_8 | SR7=BY02_1_13_9_4 | M | 1
207 | BLMQI.D21L7 | Ionis. |  | 373 | BLMQI.21L7.B1E2_MQ |  |  |  | BYPLM.A21L7_CFC_3 |  |  |  |  | M | 1
208 | BLMQI.E21L7 | Ionis. |  | 253 | BLMQI.21L7.B2I2_MQ |  |  |  | BYPLM.A21L7_CFC_4 |  |  |  |  | M | 1
209 | BLMQI.F21L7 | Ionis. |  | 160 | BLMQI.21L7.B1E1_MQ |  |  |  | BYPLM.A21L7_CFC_5 |  |  |  |  | M | 1
210 | BLMQI.A22L7 | Ionis. |  | -147 | BLMQI.21L7.B2I3_MQ |  |  |  | BYPLM.A21L7_CFC_6 |  |  |  |  | M | 1
[9 empty] | BYPLM.A21L7_CFC_7 | [5 empty] | 0
[9 empty] | BYPLM.A21L7_CFC_8 | [5 empty] | 0
211 | BLMQI.B22L7 | Ionis. | MQ.22L7 | 753 | BLMQI.22L7.B1E3_MQ | BJBHT.A22L7 |  |  | BYPLM.A22L7_CFC_1 | CFC_A1 | BYPLM.A22L7_7 | SR7=BY05_G_6_7 | SR7=BY02_1_14_10_1 | M | 1
212 | BLMQI.C22L7 | Ionis. |  | 503 | BLMQI.22L7.B2I1_MQ |  |  |  | BYPLM.A22L7_CFC_2 | CFC_A2 | BYPLM.A22L7_8 | SR7=BY05_G_6_8 | SR7=BY02_1_14_10_2 | M | 1
213 | BLMQI.D22L7 | Ionis. |  | 373 | BLMQI.22L7.B1E2_MQ |  |  |  | BYPLM.A22L7_CFC_3 |  |  |  |  | M | 1
214 | BLMQI.E22L7 | Ionis. |  | 253 | BLMQI.22L7.B2I2_MQ |  |  |  | BYPLM.A22L7_CFC_4 |  |  |  |  | M | 1
215 | BLMQI.F22L7 | Ionis. |  | 160 | BLMQI.22L7.B1E1_MQ |  |  |  | BYPLM.A22L7_CFC_5 |  |  |  |  | M | 1
216 | BLMQI.A23L7 | Ionis. |  | -147 | BLMQI.22L7.B2I3_MQ |  |  |  | BYPLM.A22L7_CFC_6 |  |  |  |  | M | 1
[9 empty] | BYPLM.A22L7_CFC_7 | [5 empty] | 0
[9 empty] | BYPLM.A22L7_CFC_8 | [5 empty] | 0
217 | BLMQI.B23L7 | Ionis. | MQ.23L7 | 753 | BLMQI.23L7.B1E3_MQ | BJBHT.A23L7 |  |  | BYPLM.A23L7_CFC_1 | CFC_A1 | BYPLM.A23L7_7 | SR7=BY05_H_1_7 | SR7=BY02_1_14_10_3 | M | 1
218 | BLMQI.C23L7 | Ionis. |  | 503 | BLMQI.23L7.B2I1_MQ |  |  |  | BYPLM.A23L7_CFC_2 | CFC_A2 | BYPLM.A23L7_8 | SR7=BY05_H_1_8 | SR7=BY02_1_14_10_4 | M | 1
219 | BLMQI.D23L7 | Ionis. |  | 373 | BLMQI.23L7.B1E2_MQ |  |  |  | BYPLM.A23L7_CFC_3 |  |  |  |  | M | 1
220 | BLMQI.E23L7 | Ionis. |  | 253 | BLMQI.23L7.B2I2_MQ |  |  |  | BYPLM.A23L7_CFC_4 |  |  |  |  | M | 1
221 | BLMQI.F23L7 | Ionis. |  | 160 | BLMQI.23L7.B1E1_MQ |  |  |  | BYPLM.A23L7_CFC_5 |  |  |  |  | M | 1
222 | BLMQI.A23L7 | Ionis. |  | -147 | BLMQI.23L7.B2I3_MQ |  |  |  | BYPLM.A23L7_CFC_6 |  |  |  |  | M | 1
[9 empty] | BYPLM.A23L7_CFC_7 | [5 empty] | 0
[9 empty] | BYPLM.A23L7_CFC_8 | [5 empty] | 0
223 | BLMQI.B24L7 | Ionis. | MQ.24L7 | 753 | BLMQI.24L7.B1E3_MQ | BJBHT.A24L7 |  |  | BYPLM.A24L7_CFC_1 | CFC_A1 | BYPLM.A24L7_7 | SR7=BY05_H_2_7 | SR7=BY02_1_15_11_1 | M | 1
224 | BLMQI.C24L7 | Ionis. |  | 503 | BLMQI.24L7.B2I1_MQ |  |  |  | BYPLM.A24L7_CFC_2 | CFC_A2 | BYPLM.A24L7_8 | SR7=BY05_H_2_8 | SR7=BY02_1_15_11_2 | M | 1
225 | BLMQI.D24L7 | Ionis. |  | 373 | BLMQI.24L7.B1E2_MQ |  |  |  | BYPLM.A24L7_CFC_3 |  |  |  |  | M | 1
226 | BLMQI.E24L7 | Ionis. |  | 253 | BLMQI.24L7.B2I2_MQ |  |  |  | BYPLM.A24L7_CFC_4 |  |  |  |  | M | 1
227 | BLMQI.F24L7 | Ionis. |  | 160 | BLMQI.24L7.B1E1_MQ |  |  |  | BYPLM.A24L7_CFC_5 |  |  |  |  | M | 1
228 | BLMQI.A25L7 | Ionis. |  | -147 | BLMQI.24L7.B2I3_MQ |  |  |  | BYPLM.A24L7_CFC_6 |  |  |  |  | M | 1
[9 empty] | BYPLM.A24L7_CFC_7 | [5 empty] | 0
[9 empty] | BYPLM.A24L7_CFC_8 | [5 empty] | 0
229 | BLMQI.B25L7 | Ionis. | MQ.25L7 | 753 | BLMQI.25L7.B1E3_MQ | BJBHT.A25L7 |  |  | BYPLM.A25L7_CFC_1 | CFC_A1 | BYPLM.A25L7_7 | SR7=BY05_H_3_7 | SR7=BY02_1_15_11_3 | M | 1
230 | BLMQI.C25L7 | Ionis. |  | 503 | BLMQI.25L7.B2I1_MQ |  |  |  | BYPLM.A25L7_CFC_2 | CFC_A2 | BYPLM.A25L7_8 | SR7=BY05_H_3_8 | SR7=BY02_1_15_11_4 | M | 1
231 | BLMQI.D25L7 | Ionis. |  | 373 | BLMQI.25L7.B1E2_MQ |  |  |  | BYPLM.A25L7_CFC_3 |  |  |  |  | M | 1
232 | BLMQI.E25L7 | Ionis. |  | 253 | BLMQI.25L7.B2I2_MQ |  |  |  | BYPLM.A25L7_CFC_4 |  |  |  |  | M | 1
233 | BLMQI.F25L7 | Ionis. |  | 160 | BLMQI.25L7.B1E1_MQ |  |  |  | BYPLM.A25L7_CFC_5 |  |  |  |  | M | 1
234 | BLMQI.A26L7 | Ionis. |  | -147 | BLMQI.25L7.B2I3_MQ |  |  |  | BYPLM.A25L7_CFC_6 |  |  |  |  | M | 1
[9 empty] | BYPLM.A25L7_CFC_7 | [5 empty] | 0
[9 empty] | BYPLM.A25L7_CFC_8 | [5 empty] | 0
235 | BLMQI.B26L7 | Ionis. | MQ.26L7 | 753 | BLMQI.26L7.B1E3_MQ | BJBHT.A26L7 |  |  | BYPLM.A26L7_CFC_1 | CFC_A1 | BYPLM.A26L7_7 | SR7=BY05_H_4_7 | SR7=BY02_1_16_12_1 | M | 1
236 | BLMQI.C26L7 | Ionis. |  | 503 | BLMQI.26L7.B2I1_MQ |  |  |  | BYPLM.A26L7_CFC_2 | CFC_A2 | BYPLM.A26L7_8 | SR7=BY05_H_4_8 | SR7=BY02_1_16_12_2 | M | 1
237 | BLMQI.D26L7 | Ionis. |  | 373 | BLMQI.26L7.B1E2_MQ |  |  |  | BYPLM.A26L7_CFC_3 |  |  |  |  | M | 1
238 | BLMQI.E26L7 | Ionis. |  | 253 | BLMQI.26L7.B2I2_MQ |  |  |  | BYPLM.A26L7_CFC_4 |  |  |  |  | M | 1
239 | BLMQI.F26L7 | Ionis. |  | 160 | BLMQI.26L7.B1E1_MQ |  |  |  | BYPLM.A26L7_CFC_5 |  |  |  |  | M | 1
240 | BLMQI.A27L7 | Ionis. |  | -147 | BLMQI.26L7.B2I3_MQ |  |  |  | BYPLM.A26L7_CFC_6 |  |  |  |  | M | 1
[9 empty] | BYPLM.A26L7_CFC_7 | [5 empty] | 0
[9 empty] | BYPLM.A26L7_CFC_8 | [5 empty] | 0
Half octant 7 left
[9 empty] | Analog Front End | Optical link tunnel |  | Optical link surface | Digital acquisition
N. ch | Monitor | Type | Location | Pos | Logic name | HV patch | An. Patch_In | BJBAP | UA=Ra_Cr_CFC_In | Cr_CFC_Out | UA=Ra_Pa_In | SR=Ra_Pa_Sl_Out | SR=Ra_VME_Sl_DAB_In | Fonction | Status
cable
241 | BLMQI.B27L7 | Ionis. | MQ.27L7 | 753 | BLMQI.27L7.B1E3_MQ | BJBHT.A27L7 |  |  | BYPLM.A27L7_CFC_1 | CFC_A1 | BYPLM.A27L7_7 | SR7=BY05_H_5_7 | SR7=BY02_1_16_12_3 | M | 1
242 | BLMQI.C27L7 | Ionis. |  | 503 | BLMQI.27L7.B2I1_MQ |  |  |  | BYPLM.A27L7_CFC_2 | CFC_A2 | BYPLM.A27L7_8 | SR7=BY05_H_5_8 | SR7=BY02_1_16_12_4 | M | 1
243 | BLMQI.D27L7 | Ionis. |  | 373 | BLMQI.27L7.B1E2_MQ |  |  |  | BYPLM.A27L7_CFC_3 |  |  |  |  | M | 1
244 | BLMQI.E27L7 | Ionis. |  | 253 | BLMQI.27L7.B2I2_MQ |  |  |  | BYPLM.A27L7_CFC_4 |  |  |  |  | M | 1
245 | BLMQI.F27L7 | Ionis. |  | 160 | BLMQI.27L7.B1E1_MQ |  |  |  | BYPLM.A27L7_CFC_5 |  |  |  |  | M | 1
246 | BLMQI.A28L7 | Ionis. |  | -147 | BLMQI.27L7.B2I3_MQ |  |  |  | BYPLM.A27L7_CFC_6 |  |  |  |  | M | 1
[9 empty] | BYPLM.A27L7_CFC_7 | [5 empty] | 0
[9 empty] | BYPLM.A27L7_CFC_8 | [5 empty] | 0
247 | BLMQI.B28L7 | Ionis. | MQ.28L7 | 753 | BLMQI.28L7.B1E3_MQ | BJBHT.A28L7 |  |  | BYPLM.A28L7_CFC_1 | CFC_A1 | BYPLM.A28L7_7 | SR7=BY05_H_6_7 | SR7=BY02_1_17_13_1 | M | 1
248 | BLMQI.C28L7 | Ionis. |  | 503 | BLMQI.28L7.B2I1_MQ |  |  |  | BYPLM.A28L7_CFC_2 | CFC_A2 | BYPLM.A28L7_8 | SR7=BY05_H_6_8 | SR7=BY02_1_17_13_2 | M | 1
249 | BLMQI.D28L7 | Ionis. |  | 373 | BLMQI.28L7.B1E2_MQ |  |  |  | BYPLM.A28L7_CFC_3 |  |  |  |  | M | 1
250 | BLMQI.E28L7 | Ionis. |  | 253 | BLMQI.28L7.B2I2_MQ |  |  |  | BYPLM.A28L7_CFC_4 |  |  |  |  | M | 1
251 | BLMQI.F28L7 | Ionis. |  | 160 | BLMQI.28L7.B1E1_MQ |  |  |  | BYPLM.A28L7_CFC_5 |  |  |  |  | M | 1
252 | BLMQI.A29L7 | Ionis. |  | -147 | BLMQI.28L7.B2I3_MQ |  |  |  | BYPLM.A28L7_CFC_6 |  |  |  |  | M | 1
[9 empty] | BYPLM.A28L7_CFC_7 | [5 empty] | 0
[9 empty] | BYPLM.A28L7_CFC_8 | [5 empty] | 0
253 | BLMQI.B29L7 | Ionis. | MQ.29L7 | 753 | BLMQI.29L7.B1E3_MQ | BJBHT.A29L7 |  |  | BYPLM.A29L7_CFC_1 | CFC_A1 | BYPLM.A29L7_7 | SR7=BY05_I_1_7 | SR7=BY02_1_17_13_3 | M | 1
254 | BLMQI.C29L7 | Ionis. |  | 503 | BLMQI.29L7.B2I1_MQ |  |  |  | BYPLM.A29L7_CFC_2 | CFC_A2 | BYPLM.A29L7_8 | SR7=BY05_I_1_8 | SR7=BY02_1_17_13_4 | M | 1
255 | BLMQI.D29L7 | Ionis. |  | 373 | BLMQI.29L7.B1E2_MQ |  |  |  | BYPLM.A29L7_CFC_3 |  |  |  |  | M | 1
256 | BLMQI.E29L7 | Ionis. |  | 253 | BLMQI.29L7.B2I2_MQ |  |  |  | BYPLM.A29L7_CFC_4 |  |  |  |  | M | 1
257 | BLMQI.F29L7 | Ionis. |  | 160 | BLMQI.29L7.B1E1_MQ |  |  |  | BYPLM.A29L7_CFC_5 |  |  |  |  | M | 1
258 | BLMQI.A30L7 | Ionis. |  | -147 | BLMQI.29L7.B2I3_MQ |  |  |  | BYPLM.A29L7_CFC_6 |  |  |  |  | M | 1
[9 empty] | BYPLM.A29L7_CFC_7 | [5 empty] | 0
[9 empty] | BYPLM.A29L7_CFC_8 | [5 empty] | 0
259 | BLMQI.B30L7 | Ionis. | MQ.30L7 | 753 | BLMQI.30L7.B1E3_MQ | BJBHT.A30L7 |  |  | BYPLM.A30L7_CFC_1 | CFC_A1 | BYPLM.A30L7_7 | SR7=BY05_I_2_7 | SR7=BY02_1_18_14_1 | M | 1
260 | BLMQI.C30L7 | Ionis. |  | 503 | BLMQI.30L7.B2I1_MQ |  |  |  | BYPLM.A30L7_CFC_2 | CFC_A2 | BYPLM.A30L7_8 | SR7=BY05_I_2_8 | SR7=BY02_1_18_14_2 | M | 1
261 | BLMQI.D30L7 | Ionis. |  | 373 | BLMQI.30L7.B1E2_MQ |  |  |  | BYPLM.A30L7_CFC_3 |  |  |  |  | M | 1
262 | BLMQI.E30L7 | Ionis. |  | 253 | BLMQI.30L7.B2I2_MQ |  |  |  | BYPLM.A30L7_CFC_4 |  |  |  |  | M | 1
263 | BLMQI.F30L7 | Ionis. |  | 160 | BLMQI.30L7.B1E1_MQ |  |  |  | BYPLM.A30L7_CFC_5 |  |  |  |  | M | 1
264 | BLMQI.A31L7 | Ionis. |  | -147 | BLMQI.30L7.B2I3_MQ |  |  |  | BYPLM.A30L7_CFC_6 |  |  |  |  | M | 1
[9 empty] | BYPLM.A30L7_CFC_7 | [5 empty] | 0
[9 empty] | BYPLM.A30L7_CFC_8 | [5 empty] | 0
265 | BLMQI.B31L7 | Ionis. | MQ.31L7 | 753 | BLMQI.31L7.B1E3_MQ | BJBHT.A31L7 |  |  | BYPLM.A31L7_CFC_1 | CFC_A1 | BYPLM.A31L7_7 | SR7=BY05_I_3_7 | SR7=BY02_1_18_14_3 | M | 1
266 | BLMQI.C31L7 | Ionis. |  | 503 | BLMQI.31L7.B2I1_MQ |  |  |  | BYPLM.A31L7_CFC_2 | CFC_A2 | BYPLM.A31L7_8 | SR7=BY05_I_3_8 | SR7=BY02_1_18_14_4 | M | 1
267 | BLMQI.D31L7 | Ionis. |  | 373 | BLMQI.31L7.B1E2_MQ |  |  |  | BYPLM.A31L7_CFC_3 |  |  |  |  | M | 1
268 | BLMQI.E31L7 | Ionis. |  | 253 | BLMQI.31L7.B2I2_MQ |  |  |  | BYPLM.A31L7_CFC_4 |  |  |  |  | M | 1
269 | BLMQI.F31L7 | Ionis. |  | 160 | BLMQI.31L7.B1E1_MQ |  |  |  | BYPLM.A31L7_CFC_5 |  |  |  |  | M | 1
270 | BLMQI.A32L7 | Ionis. |  | -147 | BLMQI.31L7.B2I3_MQ |  |  |  | BYPLM.A31L7_CFC_6 |  |  |  |  | M | 1
[9 empty] | BYPLM.A31L7_CFC_7 | [5 empty] | 0
[9 empty] | BYPLM.A31L7_CFC_8 | [5 empty] | 0
272 | BLMQI.B32L7 | Ionis. | MQ.32L7 | 753 | BLMQI.32L7.B1E3_MQ | BJBHT.A32L7 |  |  | BYPLM.A32L7_CFC_1 | CFC_A1 | BYPLM.A32L7_7 | SR7=BY05_I_4_7 | SR7=BY02_1_19_15_1 | M | 1
272 | BLMQI.C32L7 | Ionis. |  | 503 | BLMQI.32L7.B2I1_MQ |  |  |  | BYPLM.A32L7_CFC_2 | CFC_A2 | BYPLM.A32L7_8 | SR7=BY05_I_4_8 | SR7=BY02_1_19_15_2 | M | 1
273 | BLMQI.D32L7 | Ionis. |  | 373 | BLMQI.32L7.B1E2_MQ |  |  |  | BYPLM.A32L7_CFC_3 |  |  |  |  | M | 1
274 | BLMQI.E32L7 | Ionis. |  | 253 | BLMQI.32L7.B2I2_MQ |  |  |  | BYPLM.A32L7_CFC_4 |  |  |  |  | M | 1
275 | BLMQI.F32L7 | Ionis. |  | 160 | BLMQI.32L7.B1E1_MQ |  |  |  | BYPLM.A32L7_CFC_5 |  |  |  |  | M | 1
276 | BLMQI.A33L7 | Ionis. |  | -147 | BLMQI.32L7.B2I3_MQ |  |  |  | BYPLM.A32L7_CFC_6 |  |  |  |  | M | 1
[9 empty] | BYPLM.A32L7_CFC_7 | [5 empty] | 0
[9 empty] | BYPLM.A32L7_CFC_8 | [5 empty] | 0
277 | BLMQI.B33L7 | Ionis. | MQ.33L7 | 753 | BLMQI.33L7.B1E3_MQ | BJBHT.A33L7 |  |  | BYPLM.A33L7_CFC_1 | CFC_A1 | BYPLM.A33L7_7 | SR7=BY05_I_5_7 | SR7=BY02_1_19_15_3 | M | 1
278 | BLMQI.C33L7 | Ionis. |  | 503 | BLMQI.33L7.B2I1_MQ |  |  |  | BYPLM.A33L7_CFC_2 | CFC_A2 | BYPLM.A33L7_8 | SR7=BY05_I_5_8 | SR7=BY02_1_19_15_4 | M | 1
279 | BLMQI.D33L7 | Ionis. |  | 373 | BLMQI.33L7.B1E2_MQ |  |  |  | BYPLM.A33L7_CFC_3 |  |  |  |  | M | 1
280 | BLMQI.E33L7 | Ionis. |  | 253 | BLMQI.33L7.B2I2_MQ |  |  |  | BYPLM.A33L7_CFC_4 |  |  |  |  | M | 1
281 | BLMQI.F33L7 | Ionis. |  | 160 | BLMQI.33L7.B1E1_MQ |  |  |  | BYPLM.A33L7_CFC_5 |  |  |  |  | M | 1
282 | BLMQI.A34R6 | Ionis. |  | -147 | BLMQI.33L7.B2I3_MQ |  |  |  | BYPLM.A33L7_CFC_6 |  |  |  |  | M | 1
[9 empty] | BYPLM.A33L7_CFC_7 | [5 empty] | 0
[9 empty] | BYPLM.A33L7_CFC_8 | [5 empty] | 0

## Right_new (2)
| 2005-12-16 | [6 empty] | Half octant 7 right
[9 empty] | Analog Front End | Optical link tunnel |  | Optical link surface | Digital acquisition
N. ch | Monitor | Type | Location | Pos | Logic name | HV patch | An. Patch_In | BJBAP | UA=Ra_Cr_CFC_In | Cr_CFC_Out | UA=Ra_Pa_In | SR=Ra_Pa_Sl_Out | SR=Ra_VME_Sl_DAB_In | Fonction | Status
cable
1 | BLMEI.A4R7 | Ionis. | TCSG.A4R7.B1 |  | BLMEI.A4R7.B1X1_TCSG | BJBHT.A4R7 | BJBAP.A4R7_1 |  | RR77=BY01_1_1_1 | 1_1_A1 | RR77=BY02_C_1 | SR7=BY05_C_12_1 | SR7=BY02_2_13_9_1 | U | 1
2 | BLMES.A4R7 | Sem |  |  | BLMES.A4R7.B1X1_TCSG |  | BJBAP.A4R7_2 |  | RR77=BY01_1_1_2 | 1_1_A2 | RR77=BY02_C_2 | SR7=BY05_C_12_2 | SR7=BY02_2_13_9_2 | U | 1
3 | BLMEI.B4R7 | Ionis. | TCSM.A4R7.B1 |  | BLMEI.B4R7.B1X1_TCSM |  | BJBAP.A4R7_3 |  | RR77=BY01_1_1_3 |  |  |  |  | U | 1
4 | BLMES.B4R7 | Sem |  |  | BLMES.B4R7.B1X1_TCSM |  | BJBAP.A4R7_4 |  | RR77=BY01_1_1_4 |  |  |  |  | U | 1
5 | BLMEI.C4R7 | Ionis. | TCSM.A4R7.B2 |  | BLMEI.C4R7.B2X1_TCSM |  | BJBAP.A4R7_5 |  | RR77=BY01_1_1_5 |  |  |  |  | U | 1
6 | BLMES.C4R7 | Sem |  |  | BLMES.C4R7.B2X1_TCSM |  | BJBAP.A4R7_6 |  | RR77=BY01_1_1_6 |  |  |  |  | U | 1
[7 empty] | BJBAP.A4R7_7 |  | RR77=BY01_1_1_7 | [5 empty] | 0
[7 empty] | BJBAP.A4R7_8 |  | RR77=BY01_1_1_8 | [5 empty] | 0
7 | BLMEI.D4R7 | Ionis. | TCSG.A4R7.B2 |  | BLMEI.D4R7.B2X1_TCSG | BJBHT.B4R7 | BJBAP.B4R7_1 |  | RR77=BY01_1_2_1 | 1_2_A1 | RR77=BY02_C_3 | SR7=BY05_C_12_3 | SR7=BY02_2_13_9_3 | U | 1
8 | BLMES.D4R7 | Sem |  |  | BLMES.D4R7.B2X1_TCSG |  | BJBAP.B4R7_2 |  | RR77=BY01_1_2_2 | 1_2_A2 | RR77=BY02_C_4 | SR7=BY05_C_12_4 | SR7=BY02_2_13_9_4 | U | 1
9 | BLMEI.E4R7 | Ionis. | TCSM.B4R7.B2 |  | BLMEI.E4R7.B2X1_TCSM |  | BJBAP.B4R7_3 |  | RR77=BY01_1_2_3 |  |  |  |  | U | 1
10 | BLMES.E4R7 | Sem |  |  | BLMES.E4R7.B2X1_TCSM |  | BJBAP.B4R7_4 |  | RR77=BY01_1_2_4 |  |  |  |  | U | 1
11 | BLMEI.F4R7 | Ionis. | TCSG.B4R7.B2 |  | BLMEI.F4R7.B2X1_TCSG |  | BJBAP.B4R7_5 |  | RR77=BY01_1_2_5 |  |  |  |  | U | 1
12 | BLMES.F4R7 | Sem |  |  | BLMES.F4R7.B2X1_TCSG |  | BJBAP.B4R7_6 |  | RR77=BY01_1_2_6 |  |  |  |  | U | 1
[7 empty] | BJBAP.B4R7_7 |  | RR77=BY01_1_2_7 | [5 empty] | 0
[7 empty] | BJBAP.B4R7_8 |  | RR77=BY01_1_2_8 | [5 empty] | 0
13 | BLMQI.A4R7 | Ionis. | MQW.B4R7 | -147 | BLMQI.4R7.B2I3_MQW | BJBHT.C4R7 | BJBAP.C4R7_1 |  | RR77=BY01_1_3_1 | 1_3_A1 | RR77=BY02_C_5 | SR7=BY05_C_12_5 | SR7=BY02_3_4_1_1 | M | 1
14 | BLMQI.B4R7 | Ionis. |  | 160 | BLMQI.4R7.B1E1_MQW |  | BJBAP.C4R7_2 |  | RR77=BY01_1_3_2 | 1_3_A2 | RR77=BY02_C_6 | SR7=BY05_C_12_6 | SR7=BY02_3_4_1_2 | M | 1
15 | BLMQI.C4R7 | Ionis. |  | 253 | BLMQI.4R7.B2I2_MQW |  | BJBAP.C4R7_3 |  | RR77=BY01_1_3_3 |  |  |  |  | M | 1
16 | BLMQI.D4R7 | Ionis. |  | 373 | BLMQI.4R7.B1E2_MQW |  | BJBAP.C4R7_4 |  | RR77=BY01_1_3_4 |  |  |  |  | M | 1
17 | BLMQI.E4R7 | Ionis. |  | 503 | BLMQI.4R7.B2I1_MQW |  | BJBAP.C4R7_5 |  | RR77=BY01_1_3_5 |  |  |  |  | M | 1
18 | BLMQI.A5R7 | Ionis. |  | 753 | BLMQI.4R7.B1E3_MQW |  | BJBAP.C4R7_6 |  | RR77=BY01_1_3_6 |  |  |  |  | M | 1
[7 empty] | BJBAP.C4R7_7 |  | RR77=BY01_1_3_7 | [5 empty] | 0
[7 empty] | BJBAP.C4R7_8 |  | RR77=BY01_1_3_8 | [5 empty] | 0
19 | BLMEI.G4R7 | Ionis. | TCSM.C4R7.B2 |  | BLMEI.G4R7.B2X1_TCSM | BJBHT.D4R7 | BJBAP.D4R7_1 |  | RR77=BY01_1_4_1 | 1_4_A1 | RR77=BY02_C_7 | SR7=BY05_C_12_7 | SR7=BY02_2_14_10_1 | U | 1
20 | BLMES.G4R7 | Sem |  |  | BLMES.G4R7.B2X1_TCSM |  | BJBAP.D4R7_2 |  | RR77=BY01_1_4_2 | 1_4_A2 | RR77=BY02_C_8 | SR7=BY05_C_12_8 | SR7=BY02_2_14_10_2 | U | 1
21 | BLMEI.H4R7 | Ionis. | TCSG.C4R7.B2 |  | BLMEI.H4R7.B2X1_TCSG |  | BJBAP.D4R7_3 |  | RR77=BY01_1_4_3 |  |  |  |  | U | 1
22 | BLMES.H4R7 | Sem |  |  | BLMES.H4R7.B2X1_TCSG |  | BJBAP.D4R7_4 |  | RR77=BY01_1_4_4 |  |  |  |  | U | 1
23 | BLMEI.I4R7 | Ionis. | TCSG.B4R7.B1 |  | BLMEI.I4R7.B1X1_TCSG |  | BJBAP.D4R7_5 |  | RR77=BY01_1_4_5 |  |  |  |  | U | 1
24 | BLMES.I4R7 | Sem |  |  | BLMES.I4R7.B1X1_TCSG |  | BJBAP.D4R7_6 |  | RR77=BY01_1_4_6 |  |  |  |  | U | 1
[7 empty] | BJBAP.D4R7_7 |  | RR77=BY01_1_4_7 | [5 empty] | 0
[7 empty] | BJBAP.D4R7_8 |  | RR77=BY01_1_4_8 | [5 empty] | 0
25 | BLMEI.L4R7 | Ionis. | TCSM.B4R7.B1 |  | BLMEI.L4R7.B1X1_TCSM | BJBHT.E4R7 | BJBAP.E4R7_1 |  | RR77=BY01_1_5_1 | 1_5_A1 | RR77=BY02_C_9 | SR7=BY05_C_12_9 | SR7=BY02_2_14_10_1 | U | 1
26 | BLMES.L4R7 | Sem |  |  | BLMES.L4R7.B1X1_TCSM |  | BJBAP.E4R7_2 |  | RR77=BY01_1_5_2 | 1_5_A2 | RR77=BY02_C_10 | SR7=BY05_C_12_10 | SR7=BY02_2_14_10_2 | U | 1
27 | BLMEI.M4R7 | Ionis. | TCSM.D4R7.B2 |  | BLMEI.M4R7.B2X1_TCSM |  | BJBAP.E4R7_3 |  | RR77=BY01_1_5_3 |  |  |  |  | U | 1
28 | BLMES.M4R7 | Sem |  |  | BLMES.M4R7.B2X1_TCSM |  | BJBAP.E4R7_4 |  | RR77=BY01_1_5_4 |  |  |  |  | U | 1
29 | BLMEI.N4R7 | Ionis. | TCSG.D4R7.B2 |  | BLMEI.N4R7.B2X1_TCSG |  | BJBAP.E4R7_5 |  | RR77=BY01_1_5_5 |  |  |  |  | U | 1
30 | BLMES.N4R7 | Sem |  |  | BLMES.N4R7.B2X1_TCSG |  | BJBAP.E4R7_6 |  | RR77=BY01_1_5_6 |  |  |  |  | U | 1
[7 empty] | BJBAP.E4R7_7 |  | RR77=BY01_1_5_7 | [5 empty] | 0
[7 empty] | BJBAP.E4R7_8 |  | RR77=BY01_1_5_8 | [5 empty] | 0
31 | BLMQI.B5R7 | Ionis. | MQW.B5R7 | -147 | BLMQI.5R7.B2I3_MQW | BJBHT.A5R7 | BJBAP.A5R7_1 |  | RR77=BY01_1_6_1 | 1_6_A1 | RR77=BY02_C_11 | SR7=BY05_C_12_11 | SR7=BY02_3_4_1_3 | M | 1
32 | BLMQI.C5R7 | Ionis. |  | 160 | BLMQI.5R7.B1E1_MQW |  | BJBAP.A5R7_2 |  | RR77=BY01_1_6_2 | 1_6_A2 | RR77=BY02_C_12 | SR7=BY05_C_12_12 | SR7=BY02_3_4_1_4 | M | 1
33 | BLMQI.D5R7 | Ionis. |  | 253 | BLMQI.5R7.B2I2_MQW |  | BJBAP.A5R7_3 |  | RR77=BY01_1_6_3 |  |  |  |  | M | 1
34 | BLMQI.E5R7 | Ionis. |  | 373 | BLMQI.5R7.B1E2_MQW |  | BJBAP.A5R7_4 |  | RR77=BY01_1_6_4 |  |  |  |  | M | 1
35 | BLMQI.F5R7 | Ionis. |  | 503 | BLMQI.5R7.B2I1_MQW |  | BJBAP.A5R7_5 |  | RR77=BY01_1_6_5 |  |  |  |  | M | 1
36 | BLMQI.A6R7 | Ionis. |  | 753 | BLMQI.5R7.B1E3_MQW |  | BJBAP.A5R7_6 |  | RR77=BY01_1_6_6 |  |  |  |  | M | 1
[7 empty] | BJBAP.A5R7_7 |  | RR77=BY01_1_6_7 | [5 empty] | 0
[7 empty] | BJBAP.A5R7_8 |  | RR77=BY01_1_6_8 | [5 empty] | 0
37 | BLMEI.A5R7 | Ionis. | TCSG.A5R7.B1 |  | BLMEI.A5L6.B1X1_TCSG | BJBHT.B5R7 | BJBAP.B5R7_1 |  | RR77=BY01_1_7_1 | 1_7_A1 | RR77=BY02_C_13 | SR7=BY05_C_11_1 | SR7=BY02_2_15_11_1 | U | 1
38 | BLMES.A5R7 | Sem |  |  | BLMES.A5L6.B1X1_TCSG |  | BJBAP.B5R7_2 |  | RR77=BY01_1_7_2 | 1_7_A2 | RR77=BY02_C_14 | SR7=BY05_C_11_2 | SR7=BY02_2_15_11_2 | U | 1
39 | BLMEI.B5R7 | Ionis. | TCSM.A5R7.B1 |  | BLMEI.B5L6.B1X1_TCSM |  | BJBAP.B5R7_3 |  | RR77=BY01_1_7_3 |  |  |  |  | U | 1
40 | BLMES.B5R7 | Sem |  |  | BLMES.B5L6.B1X1_TCSM |  | BJBAP.B5R7_4 |  | RR77=BY01_1_7_4 |  |  |  |  | U | 1
41 | BLMEI.C5R7 | Ionis. | TCSG.B5R7.B1 |  | BLMEI.C5L6.B1X1_TCSG |  | BJBAP.B5R7_5 |  | RR77=BY01_1_7_5 |  |  |  |  | U | 1
42 | BLMES.C5R7 | Sem |  |  | BLMES.C5L6.B1X1_TCSG |  | BJBAP.B5R7_6 |  | RR77=BY01_1_7_6 |  |  |  |  | U | 1
[7 empty] | BJBAP.B5R7_7 |  | RR77=BY01_1_7_7 | [5 empty] | 0
[7 empty] | BJBAP.B5R7_8 |  | RR77=BY01_1_7_8 | [5 empty] | 0
Half octant 7 right
[9 empty] | Analog Front End | Optical link tunnel |  | Optical link surface | Digital acquisition
N. ch | Monitor | Type | Location | Pos | Logic name | HV patch | An. Patch_In | BJBAP | UA=Ra_Cr_CFC_In | Cr_CFC_Out | UA=Ra_Pa_In | SR=Ra_Pa_Sl_Out | SR=Ra_VME_Sl_DAB_In | Fonction | Status
cable
43 | BLMEI.D5R7 | Ionis. | TCSM.B5R7.B1 |  | BLMEI.D5L6.B1X1_TCSM | BJBHT.C5R7 | BJBAP.C5R7_1 |  | RR77=BY01_1_8_1 | 1_8_A1 | RR77=BY02_C_15 | SR7=BY05_C_11_3 | SR7=BY02_2_15_11_3 | U | 1
44 | BLMES.D5R7 | Sem |  |  | BLMES.D5L6.B1X1_TCSM |  | BJBAP.C5R7_2 |  | RR77=BY01_1_8_2 | 1_8_A2 | RR77=BY02_C_16 | SR7=BY05_C_11_4 | SR7=BY02_2_15_11_4 | U | 1
45 | BLMEI.E5R7 | Ionis. | TCSM.A5R7.B2 |  | BLMEI.E5L6.B2X1_TCSM |  | BJBAP.C5R7_3 |  | RR77=BY01_1_8_3 |  |  |  |  | U | 1
46 | BLMES.E5R7 | Sem |  |  | BLMES.E5L6.B2X1_TCSM |  | BJBAP.C5R7_4 |  | RR77=BY01_1_8_4 |  |  |  |  | U | 1
47 | BLMEI.F5R7 | Ionis. | TCSG.A5R7.B2 |  | BLMEI.F5L6.B2X1_TCSG |  | BJBAP.C5R7_5 |  | RR77=BY01_1_8_5 |  |  |  |  | U | 1
48 | BLMES.F5R7 | Sem |  |  | BLMES.F5L6.B2X1_TCSG |  | BJBAP.C5R7_6 |  | RR77=BY01_1_8_6 |  |  |  |  | U | 1
[7 empty] | BJBAP.C5R7_7 |  | RR77=BY01_1_8_7 | [5 empty] | 0
[7 empty] | BJBAP.C5R7_8 |  | RR77=BY01_1_8_8 | [5 empty] | 0
49 | BLMEI.G5R7 | Ionis. | TCSM.B5R7.B2 |  | BLMEI.G5L6.B2X1_TCSM | BJBHT.D5R7 | BJBAP.D5R7_1 |  | RR77=BY01_1_9_1 | 1_9_A1 | RR77=BY02_C_17 | SR7=BY05_C_11_5 | SR7=BY02_2_16_12_1 | U | 1
50 | BLMES.G5R7 | Sem |  |  | BLMES.G5L6.B2X1_TCSM |  | BJBAP.D5R7_2 |  | RR77=BY01_1_9_2 | 1_9_A2 | RR77=BY02_C_18 | SR7=BY05_C_11_6 | SR7=BY02_2_16_12_2 | U | 1
51 | BLMEI.H5R7 | Ionis. | TCSG.B5R7.B2 |  | BLMEI.H5L6.B2X1_TCSG |  | BJBAP.D5R7_3 |  | RR77=BY01_1_9_3 |  |  |  |  | U | 1
52 | BLMES.H5R7 | Sem |  |  | BLMES.H5L6.B2X1_TCSG |  | BJBAP.D5R7_4 |  | RR77=BY01_1_9_4 |  |  |  |  | U | 1
53 | BLMEI.I5R7 | Ionis. | TCSG.C5R7.B1 |  | BLMEI.I5L6.B1X1_TCSG |  | BJBAP.D5R7_5 |  | RR77=BY01_1_9_5 |  |  |  |  | U | 1
54 | BLMES.I5R7 | Sem |  |  | BLMES.I5L6.B1X1_TCSG |  | BJBAP.D5R7_6 |  | RR77=BY01_1_9_6 |  |  |  |  | U | 1
[7 empty] | BJBAP.D5R7_7 |  | RR77=BY01_1_9_7 | [5 empty] | 0
[7 empty] | BJBAP.D5R7_8 |  | RR77=BY01_1_9_8 | [5 empty] | 0
55 | BLMEI.L5R7 | Ionis. | TCSM.C5R7.B1 |  | BLMEI.L5L6.B1X1_TCSM | BJBHT.E5R7 | BJBAP.E5R7_1 |  | RR77=BY01_1_10_1 | 1_10_A1 | RR77=BY02_C_19 | SR7=BY05_C_11_7 | SR7=BY02_2_16_12_3 | U | 1
56 | BLMES.L5R7 | Sem |  |  | BLMES.L5L6.B1X1_TCSM |  | BJBAP.E5R7_2 |  | RR77=BY01_1_10_2 | 1_10_A2 | RR77=BY02_C_20 | SR7=BY05_C_11_8 | SR7=BY02_2_16_12_4 | U | 1
57 | BLMEI.M5R7 | Ionis. | TCSG.D5R7.B1 |  | BLMEI.M5L6.B1X1_TCSG |  | BJBAP.E5R7_3 |  | RR77=BY01_1_10_3 |  |  |  |  | U | 1
58 | BLMES.M5R7 | Sem |  |  | BLMES.M5L6.B1X1_TCSG |  | BJBAP.E5R7_4 |  | RR77=BY01_1_10_4 |  |  |  |  | U | 1
59 | BLMEI.N5R7 | Ionis. | TCSM.D5R7.B1 |  | BLMEI.N5L6.B1X1_TCSM |  | BJBAP.E5R7_5 |  | RR77=BY01_1_10_5 |  |  |  |  | U | 1
60 | BLMES.N5R7 | Sem |  |  | BLMES.N5L6.B1X1_TCSM |  | BJBAP.E5R7_6 |  | RR77=BY01_1_10_6 |  |  |  |  | U | 1
[7 empty] | BJBAP.E5R7_7 |  | RR77=BY01_1_10_7 | [5 empty] | 0
[7 empty] | BJBAP.E5R7_8 |  | RR77=BY01_1_10_8 | [5 empty] | 0
61 | BLMEI.O5R7 | Ionis. | TCSG.E5R7.B1 |  | BLMEI.O5L6.B1X1_TCSG | BJBHT.F5R7 | BJBAP.F5R7_1 |  | RR77=BY01_2_1_1 | 2_1_A1 | RR77=BY02_C_21 | SR7=BY05_C_11_9 | SR7=BY02_2_17_13_1 | U | 1
62 | BLMES.O5R7 | Sem |  |  | BLMES.O5L6.B1X1_TCSG |  | BJBAP.F5R7_2 |  | RR77=BY01_2_1_2 | 2_1_A2 | RR77=BY02_C_22 | SR7=BY05_C_11_10 | SR7=BY02_2_17_13_2 | U | 1
63 | BLMEI.P5R7 | Ionis. | TCSM.E5R7.B1 |  | BLMEI.P5L6.B1X1_TCSM |  | BJBAP.F5R7_3 |  | RR77=BY01_2_1_3 |  |  |  |  | U | 1
64 | BLMES.P5R7 | Sem |  |  | BLMES.P5L6.B1X1_TCSM |  | BJBAP.F5R7_4 |  | RR77=BY01_2_1_4 |  |  |  |  | U | 1
[7 empty] | BJBAP.F5R7_5 |  | RR77=BY01_2_1_5 | [5 empty] | 0
[7 empty] | BJBAP.F5R7_6 |  | RR77=BY01_2_1_6 | [5 empty] | 0
[7 empty] | BJBAP.F5R7_7 |  | RR77=BY01_2_1_7 | [5 empty] | 0
[7 empty] | BJBAP.F5R7_8 |  | RR77=BY01_2_1_8 | [5 empty] | 0
65 | BLMEI.A6R7 | Ionis. | TCSG.6R7.B1 |  | BLMEI.A6R7.B1X1_TCSG | BJBHT.A6R7 | BJBAP.A6R7_1 |  | RR77=BY01_2_2_1 | 2_2_A1 | RR77=BY02_C_23 | SR7=BY05_C_11_11 | SR7=BY02_2_17_13_3 | U | 1
66 | BLMES.A6R7 | Sem |  |  | BLMES.A6R7.B1X1_TCSG |  | BJBAP.A6R7_2 |  | RR77=BY01_2_2_2 | 2_2_A2 | RR77=BY02_C_24 | SR7=BY05_C_11_12 | SR7=BY02_2_17_13_4 | U | 1
67 | BLMEI.B6R7 | Ionis. | TCSM.6R7.B1 |  | BLMEI.B6R7.B1X1_TCSM |  | BJBAP.A6R7_3 |  | RR77=BY01_2_2_3 |  |  |  |  | U | 1
68 | BLMES.B6R7 | Sem |  |  | BLMES.B6R7.B1X1_TCSM |  | BJBAP.A6R7_4 |  | RR77=BY01_2_2_4 |  |  |  |  | U | 1
69 | BLMEI.C6R7 | Ionis. | TCLA.A6R7.B1 |  | BLMEI.C6R7.B1X1_TCLA_A |  | BJBAP.A6R7_5 |  | RR77=BY01_2_2_5 |  |  |  |  | U | 1
70 | BLMES.C6R7 | Sem |  |  | BLMES.C6R7.B1X1_TCLA_A |  | BJBAP.A6R7_6 |  | RR77=BY01_2_2_6 |  |  |  |  | U | 1
71 | BLMEI.D6R7 | Ionis. | TCSM.A6R7.B2 |  | BLMEI.D6R7.B2X1_TCSM_A |  | BJBAP.A6R7_7 |  | RR77=BY01_2_2_7 |  |  |  |  | U | 1
72 | BLMES.D6R7 | Sem |  |  | BLMES.D6R7.B2X1_TCSM_A |  | BJBAP.A6R7_8 |  | RR77=BY01_2_2_8 |  |  |  |  | U | 1
73 | BLMEI.E6R7 | Ionis. | TCSG.A6R7.B2 |  | BLMEI.E6R7.B2X2_TCSG_A | BJBHT.B6R7 | BJBAP.B6R7_1 |  | RR77=BY01_2_3_1 | 2_3_A1 | RR77=BY02_D_1 | SR7=BY05_C_10_1 | SR7=BY02_2_18_14_1 | U | 1
74 | BLMES.E6R7 | Sem |  |  | BLMES.E6R7.B2X2_TCSG_A |  | BJBAP.B6R7_2 |  | RR77=BY01_2_3_2 | 2_3_A2 | RR77=BY02_D_2 | SR7=BY05_C_10_2 | SR7=BY02_2_18_14_2 | U | 1
75 | BLMEI.F6R7 | Ionis. | TCSM.B6R7.B2 |  | BLMEI.F6R7.B2X1_TCSM_B |  | BJBAP.B6R7_3 |  | RR77=BY01_2_3_3 |  |  |  |  | U | 1
76 | BLMES.F6R7 | Sem |  |  | BLMES.F6R7.B2X1_TCSM_B |  | BJBAP.B6R7_4 |  | RR77=BY01_2_3_4 |  |  |  |  | U | 1
77 | BLMEI.G6R7 | Ionis. | TCSG.B6R7.B2 |  | BLMEI.G6R7.B2X2_TCSG_B |  | BJBAP.B6R7_5 |  | RR77=BY01_2_3_5 |  |  |  |  | U | 1
78 | BLMES.G6R7 | Sem |  |  | BLMES.G6R7.B2X2_TCSG_B |  | BJBAP.B6R7_6 |  | RR77=BY01_2_3_6 |  |  |  |  | U | 1
[7 empty] | BJBAP.B6R7_7 |  | RR77=BY01_2_3_7 | [5 empty] | 0
[7 empty] | BJBAP.B6R7_8 |  | RR77=BY01_2_3_8 | [5 empty] | 0
79 | BLMEI.H6R7 | Ionis. | MBW.A6R7 |  | BLMEI.E6R7.B1X1_MBW | BJBHT.C6R7 | BJBAP.C6L7_1 |  | RR73=BY01_2_4_1 | 2_4_A1 | RR73=BY02_D_3 | SR7=BY05_C_3_3 | SR7=BY02_2_9_6_3 | U | 1
80 | BLMES.H6R7 | Sem |  |  | BLMES.E6R7.B1X1_MBW |  | BJBAP.C6L7_2 |  | RR73=BY01_2_4_2 | 2_4_A2 | RR73=BY02_D_4 | SR7=BY05_C_3_4 | SR7=BY02_2_9_6_4 | U | 1
81 | BLMEI.I6R7 | Ionis. |  |  | BLMEI.E6R7.B1X2_MBW |  | BJBAP.C6L7_3 |  | RR73=BY01_2_4_3 |  |  |  |  | U | 1
82 | BLMES.I6R7 | Sem |  |  | BLMES.E6R7.B1X2_MBW |  | BJBAP.C6L7_4 |  | RR73=BY01_2_4_4 |  |  |  |  | U | 1
83 | [6 empty] | BJBAP.C6L7_5 |  | RR73=BY01_2_4_5
84 | [6 empty] | BJBAP.C6L7_6 |  | RR73=BY01_2_4_6
85 | [6 empty] | BJBAP.C6L7_7 |  | RR73=BY01_2_4_7
86 | [6 empty] | BJBAP.C6L7_8 |  | RR73=BY01_2_4_8
79 | BLMEI.L6R7 | Ionis. | TCLA.C6R7.B1 |  | BLMEI.L6R7.B1X1_TCLA_C | BJBHT.C6R7 | BJBAP.C6R7_1 |  | RR77=BY01_2_4_1 | 2_4_A1 | RR77=BY02_D_3 | SR7=BY05_C_10_3 | SR7=BY02_2_18_14_3 | U | 1
80 | BLMES.L6R7 | Sem |  |  | BLMES.L6R7.B1X1_TCLA_C |  | BJBAP.C6R7_2 |  | RR77=BY01_2_4_2 | 2_4_A2 | RR77=BY02_D_4 | SR7=BY05_C_10_4 | SR7=BY02_2_18_14_4 | U | 1
81 | BLMEI.L6R7 | Ionis. | TCHSS.6R7.B2 |  | BLMEI.L6R7.B2X2_TCHSS |  | BJBAP.C6R7_3 |  | RR77=BY01_2_4_3 |  |  |  |  | U | 1
82 | BLMES.L6R7 | Sem |  |  | BLMES.L6R7.B2X2_TCHSS |  | BJBAP.C6R7_4 |  | RR77=BY01_2_4_4 |  |  |  |  | U | 1
83 | BLMEI.L6R7 | Ionis. | TCHSH.6R7.B2 |  | BLMEI.L6R7.B2X1_TCHSH |  | BJBAP.C6R7_5 |  | RR77=BY01_2_4_5 |  |  |  |  | U | 1
84 | BLMES.L6R7 | Sem |  |  | BLMES.L6R7.B2X1_TCHSH |  | BJBAP.C6R7_6 |  | RR77=BY01_2_4_6 |  |  |  |  | U | 1
85 | BLMEI.M6R7 | Ionis. | TCHSV.6R7.B2 |  | BLMEI.M6R7.B2X1_TCHSV |  | BJBAP.C6R7_7 |  | RR77=BY01_2_4_7 |  |  |  |  | U | 1
86 | BLMES.M6R7 | Sem |  |  | BLMES.M6R7.B2X1_TCHSV |  | BJBAP.C6R7_8 |  | RR77=BY01_2_4_8 |  |  |  |  | U | 1
Half octant 7 right
[9 empty] | Analog Front End | Optical link tunnel |  | Optical link surface | Digital acquisition
N. ch | Monitor | Type | Location | Pos | Logic name | HV patch | An. Patch_In | BJBAP | UA=Ra_Cr_CFC_In | Cr_CFC_Out | UA=Ra_Pa_In | SR=Ra_Pa_Sl_Out | SR=Ra_VME_Sl_DAB_In | Fonction | Status
cable
87 | BLMEI.N6R7 | Ionis. | TCP.A6R7.B2 |  | BLMEI.N6R7.B2X1_TCP_A | BJBHT.D6R7 | BJBAP.D6R7_1 |  | RR77=BY01_2_5_1 | 2_5_A1 | RR77=BY02_D_5 | SR7=BY05_C_10_5 | SR7=BY02_2_19_15_1 | U | 1
88 | BLMES.N6R7 | Sem | TCP.A6R7.B2 |  | BLMES.N6R7.B2X1_TCP_A |  | BJBAP.D6R7_2 |  | RR77=BY01_2_5_2 | 2_5_A2 | RR77=BY02_D_6 | SR7=BY05_C_10_6 | SR7=BY02_2_19_15_2 | U | 1
89 | BLMEI.O6R7 | Ionis. | TCP.B6R7.B2 |  | BLMEI.O6R7.B2X1_TCP_B |  | BJBAP.D6R7_3 |  | RR77=BY01_2_5_3 |  |  |  |  | U | 1
90 | BLMES.O6R7 | Sem | TCP.B6R7.B2 |  | BLMES.O6R7.B2X1_TCP_B |  | BJBAP.D6R7_4 |  | RR77=BY01_2_5_4 |  |  |  |  | U | 1
[7 empty] | BJBAP.D6R7_5 |  | RR77=BY01_2_5_5 | [5 empty] | 0
[7 empty] | BJBAP.D6R7_6 |  | RR77=BY01_2_5_6 | [5 empty] | 0
[7 empty] | BJBAP.D6R7_7 |  | RR77=BY01_2_5_7 | [5 empty] | 0
[7 empty] | BJBAP.D6R7_8 |  | RR77=BY01_2_5_8 | [5 empty] | 0
91 | BLMEI.P6R7 | Ionis. | TCP.C6R7.B2 |  | BLMEI.P6R7.B2X1_TCP_C | BJBHT.E6R7 | BJBAP.E6R7_1 |  | RR77=BY01_2_6_1 | 2_6_A1 | RR77=BY02_D_7 | SR7=BY05_C_10_7 | SR7=BY02_2_19_15_3 | U | 1
92 | BLMES.P6R7 | Sem | TCP.C6R7.B2 |  | BLMES.P6R7.B2X1_TCP_C |  | BJBAP.E6R7_2 |  | RR77=BY01_2_6_2 | 2_6_A2 | RR77=BY02_D_8 | SR7=BY05_C_10_8 | SR7=BY02_2_19_15_4 | U | 1
93 | BLMEI.Q6R7 | Ionis. | TCP.D6R7.B2 |  | BLMEI.Q6R7.B2X1_TCP_D |  | BJBAP.E6R7_3 |  | RR77=BY01_2_6_3 |  |  |  |  | U | 1
94 | BLMES.Q6R7 | Sem | TCP.D6R7.B2 |  | BLMES.Q6R7.B2X1_TCP_D |  | BJBAP.E6R7_4 |  | RR77=BY01_2_6_4 |  |  |  |  | U | 1
95 | BLMEI.R6R7 | Ionis. | TLCA.E6R7.B1 |  | BLMEI.R6R7.B1X1_TLCA_E |  | BJBAP.E6R7_5 |  | RR77=BY01_2_6_5 |  |  |  |  | U | 1
96 | BLMES.R6R7 | Sem | TLCA.E6R7.B1 |  | BLMES.R6R7.B1X1_TLCA_E |  | BJBAP.E6R7_6 |  | RR77=BY01_2_6_6 |  |  |  |  | U | 1
97 | BLMEI.A7R7 | Ionis. | TLCA.A7R7.B1 |  | BLMEI.A7R7.B1X1_TLCA |  | BJBAP.E6R7_7 |  | RR77=BY01_2_6_7 |  |  |  |  | U | 1
98 | BLMES.A7R7 | Sem | TLCA.A7R7.B1 |  | BLMES.A7R7.B1X1_TLCA |  | BJBAP.E6R7_8 |  | RR77=BY01_2_6_8 |  |  |  |  | U | 1
107 | BLMEI.H6R7 | Ionis. | MBW.C6R7 |  | BLMEI.E6R7.B1X1_MBW | BJBHT.G6R7 | BJBAP.G6R7_1 |  | RR73=BY01_2_8_1 | 2_8_A1 | RR73=BY02_D_11 | SR7=BY05_C_3_11 | SR7=BY02_2_11_8_3 | U | 1
108 | BLMES.H6R7 | Sem |  |  | BLMES.E6R7.B1X1_MBW |  | BJBAP.G6R7_2 |  | RR73=BY01_2_8_2 | 2_8_A2 | RR73=BY02_D_12 | SR7=BY05_C_3_12 | SR7=BY02_2_11_8_4 | U | 1
109 | BLMEI.I6R7 | Ionis. |  |  | BLMEI.E6R7.B1X2_MBW |  | BJBAP.G6R7_3 |  | RR73=BY01_2_8_3 |  |  |  |  | U | 1
110 | BLMES.I6R7 | Sem |  |  | BLMES.E6R7.B1X2_MBW |  | BJBAP.G6R7_4 |  | RR73=BY01_2_8_4 |  |  |  |  | U | 1
[7 empty] | BJBAP.G6R7_5 |  | RR73=BY01_2_8_5
[7 empty] | BJBAP.G6R7_6 |  | RR73=BY01_2_8_6
[7 empty] | BJBAP.G6R7_7 |  | RR73=BY01_2_8_7
[7 empty] | BJBAP.G6R7_8 |  | RR73=BY01_2_8_8
99 | BLMQI.B6R7 | Ionis. | MQTLH.C6R7 | -147 | BLMQI.6R7.B2I3_MQTLH | BJBHT.F6R7 | BJBAP.F6R7_1 | 1702842 | RR77=BY01_2_7_1 | 2_7_A1 | RR77=BY02_D_9 | SR7=BY05_C_10_9 | SR7=BY02_3_5_2_1 | M | 1
100 | BLMQI.C6R7 | Ionis. |  | 160 | BLMQI.6R7.B1E1_MQTLH |  | BJBAP.F6R7_2 |  | RR77=BY01_2_7_2 | 2_7_A2 | RR77=BY02_D_10 | SR7=BY05_C_10_10 | SR7=BY02_3_5_2_2 | M | 1
101 | BLMQI.D6R7 | Ionis. |  | 253 | BLMQI.6R7.B2I2_MQTLH |  | BJBAP.F6R7_3 |  | RR77=BY01_2_7_3 |  |  |  |  | M | 1
102 | BLMQI.E6R7 | Ionis. |  | 373 | BLMQI.6R7.B1E2_MQTLH |  | BJBAP.F6R7_4 |  | RR77=BY01_2_7_4 |  |  |  |  | M | 1
103 | BLMQI.F6R7 | Ionis. |  | 503 | BLMQI.6R7.B2I1_MQTLH |  | BJBAP.F6R7_5 |  | RR77=BY01_2_7_5 |  |  |  |  | M | 1
104 | BLMQI.A7R7 | Ionis. |  | 753 | BLMQI.6R7.B1E3_MQTLH |  | BJBAP.F6R7_6 |  | RR77=BY01_2_7_6 |  |  |  |  | M | 1
[7 empty] | BJBAP.F6R7_7 |  | RR77=BY01_2_7_7 | [5 empty] | 0
[7 empty] | BJBAP.F6R7_8 |  | RR77=BY01_2_7_8 | [5 empty] | 0
105 | BLMQI.B7R7 | Ionis. | MQ.7R7 | -147 | BLMQI.7R7.B2I3_MQ | BJBHT.B7R7 | BJBAP.B7R7_1 | 1702844 | RR77=BY01_2_8_1 | 2_8_A1 | RR77=BY02_D_11 | SR7=BY05_C_10_11 | SR7=BY02_3_5_2_3 | M | 1
106 | BLMQI.C7R7 | Ionis. |  | 160 | BLMQI.7R7.B1E1_MQ |  | BJBAP.B7R7_2 |  | RR77=BY01_2_8_2 | 2_8_A2 | RR77=BY02_D_12 | SR7=BY05_C_10_12 | SR7=BY02_3_5_2_4 | M | 1
107 | BLMQI.D7R7 | Ionis. |  | 253 | BLMQI.7R7.B2I2_MQ |  | BJBAP.B7R7_3 |  | RR77=BY01_2_8_3 |  |  |  |  | M | 1
108 | BLMQI.E7R7 | Ionis. |  | 373 | BLMQI.7R7.B1E2_MQ |  | BJBAP.B7R7_4 |  | RR77=BY01_2_8_4 |  |  |  |  | M | 1
109 | BLMQI.F7R7 | Ionis. |  | 503 | BLMQI.7R7.B2I1_MQ |  | BJBAP.B7R7_5 |  | RR77=BY01_2_8_5 |  |  |  |  | M | 1
110 | BLMQI.A8R7 | Ionis. |  | 753 | BLMQI.7R7.B1E3_MQ |  | BJBAP.B7R7_6 |  | RR77=BY01_2_8_6 |  |  |  |  | M | 1
[7 empty] | BJBAP.B7R7_7 |  | RR77=BY01_2_8_7 | [5 empty] | 0
[7 empty] | BJBAP.B7R7_8 |  | RR77=BY01_2_8_8 | [5 empty] | 0
111 | BLMEI.A8R7 | Ionis. | MBA.8R7 |  | BLMEI.8R7.B1X1_MBA | BJBHT.A8R7 | BJBAP.A8R7_1 |  | RR77=BY01_2_9_1 | 2_9_A1 | RR77=BY02_D_13 | SR7=BY05_C_9_1 | SR7=BY02_2_20_16_1 | U | 1
112 | BLMEI.B8R7 | Ionis. |  |  | BLMEI.8R7.B1X2_MBA |  | BJBAP.A8R7_2 |  | RR77=BY01_2_9_2 | 2_9_A2 | RR77=BY02_D_14 | SR7=BY05_C_9_2 | SR7=BY02_2_20_16_2 | U | 1
113 | BLMEI.C8R7 | Ionis. |  |  | BLMEI.8R7.B1X3_MBA |  | BJBAP.A8R7_3 |  | RR77=BY01_2_9_3 |  |  |  |  | U | 1
114 | [6 empty] | BJBAP.A8R7_4 |  | RR77=BY01_2_9_4 |  |  |  |  | U | 1
115 | [6 empty] | BJBAP.A8R7_5 |  | RR77=BY01_2_9_5 |  |  |  |  | U | 1
116 | [6 empty] | BJBAP.A8R7_6 |  | RR77=BY01_2_9_6 |  |  |  |  | U | 1
[7 empty] | BJBAP.A8R7_7 |  | RR77=BY01_2_9_7 | [5 empty] | 0
[7 empty] | BJBAP.A8R7_8 |  | RR77=BY01_2_9_8 | [5 empty] | 0
117 | BLMQI.B8R7 | Ionis. | MQ.8R7 | -147 | BLMQI.8R7.B2I3_MQ | BJBHT.B8R7 | BJBAP.B8R7_1 | 1702845 | RR77=BY01_2_10_1 | 2_10_A1 | RR77=BY02_D_15 | SR7=BY05_C_9_3 | SR7=BY02_3_6_3_1 | M | 1
118 | BLMQI.C8R7 | Ionis. |  | 160 | BLMQI.8R7.B1E1_MQ |  | BJBAP.B8R7_2 |  | RR77=BY01_2_10_2 | 2_10_A2 | RR77=BY02_D_16 | SR7=BY05_C_9_4 | SR7=BY02_3_6_3_2 | M | 1
119 | BLMQI.D8R7 | Ionis. |  | 253 | BLMQI.8R7.B2I2_MQ |  | BJBAP.B8R7_3 |  | RR77=BY01_2_10_3 |  |  |  |  | M | 1
120 | BLMQI.E8R7 | Ionis. |  | 373 | BLMQI.8R7.B1E2_MQ |  | BJBAP.B8R7_4 |  | RR77=BY01_2_10_4 |  |  |  |  | M | 1
121 | BLMQI.F8R7 | Ionis. |  | 503 | BLMQI.8R7.B2I1_MQ |  | BJBAP.B8R7_5 |  | RR77=BY01_2_10_5 |  |  |  |  | M | 1
122 | BLMQI.A9R7 | Ionis. |  | 753 | BLMQI.8R7.B1E3_MQ |  | BJBAP.B8R7_6 |  | RR77=BY01_2_10_6 |  |  |  |  | M | 1
[7 empty] | BJBAP.B8R7_7 |  | RR77=BY01_2_10_7 | [5 empty] | 0
[7 empty] | BJBAP.B8R7_8 |  | RR77=BY01_2_10_8 | [5 empty] | 0
126 | BLMEI.A9R7 | Ionis. | LBBRB.9R7 |  | BLMEI.8R7.B1X1_LBBRB | BJBHT.A9R7 | BJBAP.A9R7_1 |  | RR73=BY01_3_3_1 | 3_3_A1 | RR73=BY02_D_21 | SR7=BY05_C_4_9 | SR7=BY01_4_4_1_3 | U | 1
127 | BLMEI.B9R7 | Ionis. |  |  | BLMEI.8R7.B1X2_LBBRB |  | BJBAP.A9R7_2 |  | RR73=BY01_3_3_2 | 3_3_A2 | RR73=BY02_D_22 | SR7=BY05_C_4_10 | SR7=BY02_4_4_1_4 | U | 1
128 | BLMEI.C9R7 | Ionis. |  |  | BLMEI.8R7.B1X3_LBBRB |  | BJBAP.A9R7_3 |  | RR73=BY01_3_3_3 |  |  |  |  | U | 1
[7 empty] | BJBAP.A9R7_4 |  | RR73=BY01_3_3_4 | [5 empty] | 0
[7 empty] | BJBAP.A9R7_5 |  | RR73=BY01_3_3_5 | [5 empty] | 0
[7 empty] | BJBAP.A9R7_6 |  | RR73=BY01_3_3_6 | [5 empty] | 0
[7 empty] | BJBAP.A9R7_7 |  | RR73=BY01_3_3_7 | [5 empty] | 0
[7 empty] | BJBAP.A9R7_8 |  | RR73=BY01_3_3_8 | [5 empty] | 0
123 | BLMQI.B9R7 | Ionis. | MQ.9R7 | -147 | BLMQI.9R7.B2I3_MQ | BJBHT.A9R7 | BJBAP.A9R7_1 | 1702846 | RR77=BY01_3_3_1 | 3_1_A1 | RR77=BY02_D_17 | SR7=BY05_C_9_5 | SR7=BY02_3_6_3_3 | M | 1
124 | BLMQI.C9R7 | Ionis. |  | 160 | BLMQI.9R7.B1E1_MQ |  | BJBAP.A9R7_2 |  | RR77=BY01_3_1_2 | 3_1_A2 | RR77=BY02_D_18 | SR7=BY05_C_9_6 | SR7=BY02_3_6_3_4 | M | 1
125 | BLMQI.D9R7 | Ionis. |  | 253 | BLMQI.9R7.B2I2_MQ |  | BJBAP.A9R7_3 |  | RR77=BY01_3_1_3 |  |  |  |  | M | 1
126 | BLMQI.E9R7 | Ionis. |  | 373 | BLMQI.9R7.B1E2_MQ |  | BJBAP.A9R7_4 |  | RR77=BY01_3_1_4 |  |  |  |  | M | 1
127 | BLMQI.F9R7 | Ionis. |  | 503 | BLMQI.9R7.B2I1_MQ |  | BJBAP.A9R7_5 |  | RR77=BY01_3_1_5 |  |  |  |  | M | 1
128 | BLMQI.A10R7 | Ionis. |  | 753 | BLMQI.9R7.B1E3_MQ |  | BJBAP.A9R7_6 |  | RR77=BY01_3_1_6 |  |  |  |  | M | 1
[7 empty] | BJBAP.A9R7_7 |  | RR77=BY01_3_1_7 | [5 empty] | 0
[7 empty] | BJBAP.A9R7_8 |  | RR77=BY01_3_1_8 | [5 empty] | 0
Half octant 7 right
[9 empty] | Analog Front End | Optical link tunnel |  | Optical link surface | Digital acquisition
N. ch | Monitor | Type | Location | Pos | Logic name | HV patch | An. Patch_In | BJBAP | UA=Ra_Cr_CFC_In | Cr_CFC_Out | UA=Ra_Pa_In | SR=Ra_Pa_Sl_Out | SR=Ra_VME_Sl_DAB_In | Fonction | Status
cable
129 | BLMQI.B10R7 | Ionis. | MQ.10R7 | -147 | BLMQI.10R7.B2I3_MQ | BJBHT.A10R7 | BJBAP.A10R7_1 | 1702847 | RR77=BY01_3_2_1 | 3_2_A1 | RR77=BY02_D_19 | SR7=BY05_C_9_7 | SR7=BY02_3_7_4_1 | M | 1
130 | BLMQI.C10R7 | Ionis. |  | 160 | BLMQI.10R7.B1E1_MQ |  | BJBAP.A10R7_2 |  | RR77=BY01_3_2_2 | 3_2_A2 | RR77=BY02_D_20 | SR7=BY05_C_9_8 | SR7=BY02_3_7_4_2 | M | 1
131 | BLMQI.D10R7 | Ionis. |  | 253 | BLMQI.10R7.B2I2_MQ |  | BJBAP.A10R7_3 |  | RR77=BY01_3_2_3 |  |  |  |  | M | 1
132 | BLMQI.E10R7 | Ionis. |  | 373 | BLMQI.10R7.B1E2_MQ |  | BJBAP.A10R7_4 |  | RR77=BY01_3_2_4 |  |  |  |  | M | 1
133 | BLMQI.F10R7 | Ionis. |  | 503 | BLMQI.10R7.B2I1_MQ |  | BJBAP.A10R7_5 |  | RR77=BY01_3_2_5 |  |  |  |  | M | 1
134 | BLMQI.A11R7 | Ionis. |  | 753 | BLMQI.10R7.B1E3_MQ |  | BJBAP.A10R7_6 |  | RR77=BY01_3_2_6 |  |  |  |  | M | 1
[7 empty] | BJBAP.A10R7_7 |  | RR77=BY01_3_2_7 | [5 empty] | 0
[7 empty] | BJBAP.A10R7_8 |  | RR77=BY01_3_2_8 | [5 empty] | 0
135 | BLMEI.A11R7 | Ionis. | MBA.11L7 |  | BLMEI.11R7.B1X1_MBA | BJBHT.A11R7 | BJBAP.A11R7_1 |  | RR77=BY01_3_3_1 | 3_3_A1 | RR77=BY02_D_21 | SR7=BY05_C_9_9 | SR7=BY02_2_20_16_3 | U | 1
136 | BLMEI.B11R7 | Ionis. |  |  | BLMEI.11R7.B1X2_MBA |  | BJBAP.A11R7_2 |  | RR77=BY01_3_3_2 | 3_3_A2 | RR77=BY02_D_22 | SR7=BY05_C_9_10 | SR7=BY02_2_20_16_4 | U | 1
137 | BLMEI.C11R7 | Ionis. |  |  | BLMEI.11R7.B1X3_MBA |  | BJBAP.A11R7_3 |  | RR77=BY01_3_3_3 |  |  |  |  | U | 1
138 | BLMEI.D11R7 | Ionis. |  |  | BLMEI.11R7.B1X4_MBA |  | BJBAP.A11R7_4 |  | RR77=BY01_3_3_4 |  |  |  |  | U | 1
139 | [6 empty] | BJBAP.A11R7_5 |  | RR77=BY01_3_3_5 |  |  |  |  | U | 1
140 | [6 empty] | BJBAP.A11R7_6 |  | RR77=BY01_3_3_6 |  |  |  |  | U | 1
[7 empty] | BJBAP.A11R7_7 |  | RR77=BY01_3_3_7 | [5 empty] | 0
[7 empty] | BJBAP.A11R7_8 |  | RR77=BY01_3_3_8 | [5 empty] | 0
141 | BLMQI.B11R7 | Ionis. | MQ.11R7 | -147 | BLMQI.11R7.B2I3_MQ | BJBHT.B11R7 | BJBAP.B11R7_1 | 1702851 | RR77=BY01_3_4_1 | 3_4_A1 | RR77=BY02_D_23 | SR7=BY05_C_9_11 | SR7=BY02_3_7_4_3 | M | 1
142 | BLMQI.C11R7 | Ionis. |  | 160 | BLMQI.11R7.B1E1_MQ |  | BJBAP.B11R7_2 |  | RR77=BY01_3_4_2 | 3_4_A2 | RR77=BY02_D_24 | SR7=BY05_C_9_12 | SR7=BY02_3_7_4_4 | M | 1
143 | BLMQI.D11R7 | Ionis. |  | 253 | BLMQI.11R7.B2I2_MQ |  | BJBAP.B11R7_3 |  | RR77=BY01_3_4_3 |  |  |  |  | M | 1
144 | BLMQI.E11R7 | Ionis. |  | 373 | BLMQI.11R7.B1E2_MQ |  | BJBAP.B11R7_4 |  | RR77=BY01_3_4_4 |  |  |  |  | M | 1
145 | BLMQI.F11R7 | Ionis. |  | 503 | BLMQI.11R7.B2I1_MQ |  | BJBAP.B11R7_5 |  | RR77=BY01_3_4_5 |  |  |  |  | M | 1
146 | BLMQI.A12R7 | Ionis. |  | 753 | BLMQI.11R7.B1E3_MQ |  | BJBAP.B11R7_6 |  | RR77=BY01_3_4_6 |  |  |  |  | M | 1
[7 empty] | BJBAP.B11R7_7 |  | RR77=BY01_3_4_7 | [5 empty] | 0
[7 empty] | BJBAP.B11R7_8 |  | RR77=BY01_3_4_8 | [5 empty] | 0
147 | BLMQI.B12R7 | Ionis. | MQ.12R7 | -147 | BLMQI.12R7.B2I3_MQ | BJBHT.A12R7 |  |  | BYPLM.A12R7_CFC_1 | CFC_A1 | BYPLM.A12R7_7 | SR7=BY05_F_8_7 | SR7=BY02_3_8_5_1 | M | 1
148 | BLMQI.C12R7 | Ionis. |  | 160 | BLMQI.12R7.B1E1_MQ |  |  |  | BYPLM.A12R7_CFC_2 | CFC_A2 | BYPLM.A12R7_8 | SR7=BY05_F_8_8 | SR7=BY02_3_8_5_2 | M | 1
149 | BLMQI.D12R7 | Ionis. |  | 253 | BLMQI.12R7.B2I2_MQ |  |  |  | BYPLM.A12R7_CFC_3 |  |  |  |  | M | 1
150 | BLMQI.E12R7 | Ionis. |  | 373 | BLMQI.12R7.B1E2_MQ |  |  |  | BYPLM.A12R7_CFC_4 |  |  |  |  | M | 1
151 | BLMQI.F12R7 | Ionis. |  | 503 | BLMQI.12R7.B2I1_MQ |  |  |  | BYPLM.A12R7_CFC_5 |  |  |  |  | M | 1
152 | BLMQI.A13R7 | Ionis. |  | 753 | BLMQI.12R7.B1E3_MQ |  |  |  | BYPLM.A12R7_CFC_6 |  |  |  |  | M | 1
[9 empty] | BYPLM.A12R7_CFC_7 | [5 empty] | 0
[9 empty] | BYPLM.A12R7_CFC_8 | [5 empty] | 0
153 | BLMQI.B13R7 | Ionis. | MQ.13R7 | -147 | BLMQI.13R7.B2I3_MQ | BJBHT.A13R7 |  |  | BYPLM.A13R7_CFC_1 | CFC_A1 | BYPLM.A13R7_7 | SR7=BY05_F_9_7 | SR7=BY02_3_8_5_3 | M | 1
154 | BLMQI.C13R7 | Ionis. |  | 160 | BLMQI.13R7.B1E1_MQ |  |  |  | BYPLM.A13R7_CFC_2 | CFC_A2 | BYPLM.A13R7_8 | SR7=BY05_F_9_8 | SR7=BY02_3_8_5_4 | M | 1
155 | BLMQI.D13R7 | Ionis. |  | 253 | BLMQI.13R7.B2I2_MQ |  |  |  | BYPLM.A13R7_CFC_3 |  |  |  |  | M | 1
156 | BLMQI.E13R7 | Ionis. |  | 373 | BLMQI.13R7.B1E2_MQ |  |  |  | BYPLM.A13R7_CFC_4 |  |  |  |  | M | 1
157 | BLMQI.F13R7 | Ionis. |  | 503 | BLMQI.13R7.B2I1_MQ |  |  |  | BYPLM.A13R7_CFC_5 |  |  |  |  | M | 1
158 | BLMQI.A14R7 | Ionis. |  | 753 | BLMQI.13R7.B1E3_MQ |  |  |  | BYPLM.A13R7_CFC_6 |  |  |  |  | M | 1
[9 empty] | BYPLM.A13R7_CFC_7 | [5 empty] | 0
[9 empty] | BYPLM.A13R7_CFC_8 | [5 empty] | 0
159 | BLMQI.B14R7 | Ionis. | MQ.14R7 | -147 | BLMQI.14R7.B2I3_MQ | BJBHT.A14R7 |  |  | BYPLM.A14R7_CFC_1 | CFC_A1 | BYPLM.A14R7_7 | SR7=BY05_F_10_7 | SR7=BY02_3_9_6_1 | M | 1
160 | BLMQI.C14R7 | Ionis. |  | 160 | BLMQI.14R7.B1E1_MQ |  |  |  | BYPLM.A14R7_CFC_2 | CFC_A2 | BYPLM.A14R7_8 | SR7=BY05_F_10_8 | SR7=BY02_3_9_6_2 | M | 1
161 | BLMQI.D14R7 | Ionis. |  | 253 | BLMQI.14R7.B2I2_MQ |  |  |  | BYPLM.A14R7_CFC_3 |  |  |  |  | M | 1
162 | BLMQI.E14R7 | Ionis. |  | 373 | BLMQI.14R7.B1E2_MQ |  |  |  | BYPLM.A14R7_CFC_4 |  |  |  |  | M | 1
163 | BLMQI.F14R7 | Ionis. |  | 503 | BLMQI.14R7.B2I1_MQ |  |  |  | BYPLM.A14R7_CFC_5 |  |  |  |  | M | 1
164 | BLMQI.A15R7 | Ionis. |  | 753 | BLMQI.14R7.B1E3_MQ |  |  |  | BYPLM.A14R7_CFC_6 |  |  |  |  | M | 1
[9 empty] | BYPLM.A14R7_CFC_7 | [5 empty] | 0
[9 empty] | BYPLM.A14R7_CFC_8 | [5 empty] | 0
165 | BLMQI.B15R7 | Ionis. | MQ.15R7 | -147 | BLMQI.15R7.B2I3_MQ | BJBHT.A15R7 |  |  | BYPLM.A15R7_CFC_1 | CFC_A1 | BYPLM.A15R7_7 | SR7=BY05_F_11_7 | SR7=BY02_3_9_6_3 | M | 1
166 | BLMQI.C15R7 | Ionis. |  | 160 | BLMQI.15R7.B1E1_MQ |  |  |  | BYPLM.A15R7_CFC_2 | CFC_A2 | BYPLM.A15R7_8 | SR7=BY05_F_11_8 | SR7=BY02_3_9_6_4 | M | 1
167 | BLMQI.D15R7 | Ionis. |  | 253 | BLMQI.15R7.B2I2_MQ |  |  |  | BYPLM.A15R7_CFC_3 |  |  |  |  | M | 1
168 | BLMQI.E15R7 | Ionis. |  | 373 | BLMQI.15R7.B1E2_MQ |  |  |  | BYPLM.A15R7_CFC_4 |  |  |  |  | M | 1
169 | BLMQI.F15R7 | Ionis. |  | 503 | BLMQI.15R7.B2I1_MQ |  |  |  | BYPLM.A15R7_CFC_5 |  |  |  |  | M | 1
170 | BLMQI.A16R7 | Ionis. |  | 753 | BLMQI.15R7.B1E3_MQ |  |  |  | BYPLM.A15R7_CFC_6 |  |  |  |  | M | 1
[9 empty] | BYPLM.A15R7_CFC_7 | [5 empty] | 0
[9 empty] | BYPLM.A15R7_CFC_8 | [5 empty] | 0
| 2005-12-07 | [6 empty] | Half octant 7 right
[9 empty] | Analog Front End | Optical link tunnel |  | Optical link surface | Digital acquisition
N. ch | Monitor | Type | Location | Pos | Logic name | HV patch | An. Patch_In | BJBAP | UA=Ra_Cr_CFC_In | Cr_CFC_Out | UA=Ra_Pa_In | SR=Ra_Pa_Sl_Out | SR=Ra_VME_Sl_DAB_In | Fonction | Status
cable
171 | BLMQI.B16R7 | Ionis. | MQ.16R7 | -147 | BLMQI.16R7.B2I3_MQ | BJBHT.A16R7 |  |  | BYPLM.A16R7_CFC_1 | CFC_A1 | BYPLM.A16R7_7 | SR7=BY05_F_12_7 | SR7=BY02_3_10_7_1 | M | 1
172 | BLMQI.C16R7 | Ionis. |  | 160 | BLMQI.16R7.B1E1_MQ |  |  |  | BYPLM.A16R7_CFC_2 | CFC_A2 | BYPLM.A16R7_8 | SR7=BY05_F_12_8 | SR7=BY02_3_10_7_2 | M | 1
173 | BLMQI.D16R7 | Ionis. |  | 253 | BLMQI.16R7.B2I2_MQ |  |  |  | BYPLM.A16R7_CFC_3 |  |  |  |  | M | 1
174 | BLMQI.E16R7 | Ionis. |  | 373 | BLMQI.16R7.B1E2_MQ |  |  |  | BYPLM.A16R7_CFC_4 |  |  |  |  | M | 1
175 | BLMQI.F16R7 | Ionis. |  | 503 | BLMQI.16R7.B2I1_MQ |  |  |  | BYPLM.A16R7_CFC_5 |  |  |  |  | M | 1
176 | BLMQI.A17R7 | Ionis. |  | 753 | BLMQI.16R7.B1E3_MQ |  |  |  | BYPLM.A16R7_CFC_6 |  |  |  |  | M | 1
[9 empty] | BYPLM.A16R7_CFC_7 | [5 empty] | 0
[9 empty] | BYPLM.A16R7_CFC_8 | [5 empty] | 0
177 | BLMQI.B17R7 | Ionis. | MQ.17R7 | -147 | BLMQI.17R7.B2I3_MQ | BJBHT.A17R7 |  |  | BYPLM.A17R7_CFC_1 | CFC_A1 | BYPLM.A17R7_7 | SR7=BY05_G_7_7 | SR7=BY02_3_10_7_3 | M | 1
178 | BLMQI.C17R7 | Ionis. |  | 160 | BLMQI.17R7.B1E1_MQ |  |  |  | BYPLM.A17R7_CFC_2 | CFC_A2 | BYPLM.A17R7_8 | SR7=BY05_G_7_8 | SR7=BY02_3_10_7_4 | M | 1
179 | BLMQI.D17R7 | Ionis. |  | 253 | BLMQI.17R7.B2I2_MQ |  |  |  | BYPLM.A17R7_CFC_3 |  |  |  |  | M | 1
180 | BLMQI.E17R7 | Ionis. |  | 373 | BLMQI.17R7.B1E2_MQ |  |  |  | BYPLM.A17R7_CFC_4 |  |  |  |  | M | 1
181 | BLMQI.F17R7 | Ionis. |  | 503 | BLMQI.17R7.B2I1_MQ |  |  |  | BYPLM.A17R7_CFC_5 |  |  |  |  | M | 1
182 | BLMQI.A18R7 | Ionis. |  | 753 | BLMQI.17R7.B1E3_MQ |  |  |  | BYPLM.A17R7_CFC_6 |  |  |  |  | M | 1
[9 empty] | BYPLM.A17R7_CFC_7 | [5 empty] | 0
[9 empty] | BYPLM.A17R7_CFC_8 | [5 empty] | 0
183 | BLMQI.B18R7 | Ionis. | MQ.18R7 | -147 | BLMQI.18R7.B2I3_MQ | BJBHT.A18R7 |  |  | BYPLM.A18R7_CFC_1 | CFC_A1 | BYPLM.A18R7_7 | SR7=BY05_G_8_7 | SR7=BY02_3_11_8_1 | M | 1
184 | BLMQI.C18R7 | Ionis. |  | 160 | BLMQI.18R7.B1E1_MQ |  |  |  | BYPLM.A18R7_CFC_2 | CFC_A2 | BYPLM.A18R7_8 | SR7=BY05_G_8_8 | SR7=BY02_3_11_8_2 | M | 1
185 | BLMQI.D18R7 | Ionis. |  | 253 | BLMQI.18R7.B2I2_MQ |  |  |  | BYPLM.A18R7_CFC_3 |  |  |  |  | M | 1
186 | BLMQI.E18R7 | Ionis. |  | 373 | BLMQI.18R7.B1E2_MQ |  |  |  | BYPLM.A18R7_CFC_4 |  |  |  |  | M | 1
187 | BLMQI.F18R7 | Ionis. |  | 503 | BLMQI.18R7.B2I1_MQ |  |  |  | BYPLM.A18R7_CFC_5 |  |  |  |  | M | 1
188 | BLMQI.A19R7 | Ionis. |  | 753 | BLMQI.18R7.B1E3_MQ |  |  |  | BYPLM.A18R7_CFC_6 |  |  |  |  | M | 1
[9 empty] | BYPLM.A18R7_CFC_7 | [5 empty] | 0
[9 empty] | BYPLM.A18R7_CFC_8 | [5 empty] | 0
189 | BLMQI.B19R7 | Ionis. | MQ.19R7 | -147 | BLMQI.19R7.B2I3_MQ | BJBHT.A19R7 |  |  | BYPLM.A19R7_CFC_1 | CFC_A1 | BYPLM.A19R7_7 | SR7=BY05_G_9_7 | SR7=BY02_3_11_8_3 | M | 1
190 | BLMQI.C19R7 | Ionis. |  | 160 | BLMQI.19R7.B1E1_MQ |  |  |  | BYPLM.A19R7_CFC_2 | CFC_A2 | BYPLM.A19R7_8 | SR7=BY05_G_9_8 | SR7=BY02_3_11_8_4 | M | 1
191 | BLMQI.D19R7 | Ionis. |  | 253 | BLMQI.19R7.B2I2_MQ |  |  |  | BYPLM.A19R7_CFC_3 |  |  |  |  | M | 1
192 | BLMQI.E19R7 | Ionis. |  | 373 | BLMQI.19R7.B1E2_MQ |  |  |  | BYPLM.A19R7_CFC_4 |  |  |  |  | M | 1
193 | BLMQI.F19R7 | Ionis. |  | 503 | BLMQI.19R7.B2I1_MQ |  |  |  | BYPLM.A19R7_CFC_5 |  |  |  |  | M | 1
194 | BLMQI.A20R7 | Ionis. |  | 753 | BLMQI.19R7.B1E3_MQ |  |  |  | BYPLM.A19R7_CFC_6 |  |  |  |  | M | 1
[9 empty] | BYPLM.A19R7_CFC_7 | [5 empty] | 0
[9 empty] | BYPLM.A19R7_CFC_8 | [5 empty] | 0
195 | BLMQI.B20R7 | Ionis. | MQ.20R7 | -147 | BLMQI.20R7.B2I3_MQ | BJBHT.A20R7 |  |  | BYPLM.A20R7_CFC_1 | CFC_A1 | BYPLM.A20R7_7 | SR7=BY05_G_10_7 | SR7=BY02_3_13_9_1 | M | 1
196 | BLMQI.C20R7 | Ionis. |  | 160 | BLMQI.20R7.B1E1_MQ |  |  |  | BYPLM.A20R7_CFC_2 | CFC_A2 | BYPLM.A20R7_8 | SR7=BY05_G_10_8 | SR7=BY02_3_13_9_2 | M | 1
197 | BLMQI.D20R7 | Ionis. |  | 253 | BLMQI.20R7.B2I2_MQ |  |  |  | BYPLM.A20R7_CFC_3 |  |  |  |  | M | 1
198 | BLMQI.E20R7 | Ionis. |  | 373 | BLMQI.20R7.B1E2_MQ |  |  |  | BYPLM.A20R7_CFC_4 |  |  |  |  | M | 1
199 | BLMQI.F20R7 | Ionis. |  | 503 | BLMQI.20R7.B2I1_MQ |  |  |  | BYPLM.A20R7_CFC_5 |  |  |  |  | M | 1
200 | BLMQI.A21R7 | Ionis. |  | 753 | BLMQI.20R7.B1E3_MQ |  |  |  | BYPLM.A20R7_CFC_6 |  |  |  |  | M | 1
[9 empty] | BYPLM.A20R7_CFC_7 | [5 empty] | 0
[9 empty] | BYPLM.A20R7_CFC_8 | [5 empty] | 0
201 | BLMQI.B21R7 | Ionis. | MQ.21R7 | -147 | BLMQI.21R7.B2I3_MQ | BJBHT.A21R7 |  |  | BYPLM.A21R7_CFC_1 | CFC_A1 | BYPLM.A21R7_7 | SR7=BY05_G_11_7 | SR7=BY02_3_13_9_3 | M | 1
202 | BLMQI.C21R7 | Ionis. |  | 160 | BLMQI.21R7.B1E1_MQ |  |  |  | BYPLM.A21R7_CFC_2 | CFC_A2 | BYPLM.A21R7_8 | SR7=BY05_G_11_8 | SR7=BY02_3_13_9_4 | M | 1
253 | BLMQI.D21R7 | Ionis. |  | 253 | BLMQI.21R7.B2I2_MQ |  |  |  | BYPLM.A21R7_CFC_3 |  |  |  |  | M | 1
204 | BLMQI.E21R7 | Ionis. |  | 373 | BLMQI.21R7.B1E2_MQ |  |  |  | BYPLM.A21R7_CFC_4 |  |  |  |  | M | 1
205 | BLMQI.F21R7 | Ionis. |  | 503 | BLMQI.21R7.B2I1_MQ |  |  |  | BYPLM.A21R7_CFC_5 |  |  |  |  | M | 1
206 | BLMQI.A22R7 | Ionis. |  | 753 | BLMQI.21R7.B1E3_MQ |  |  |  | BYPLM.A21R7_CFC_6 |  |  |  |  | M | 1
[9 empty] | BYPLM.A21R7_CFC_7 | [5 empty] | 0
[9 empty] | BYPLM.A21R7_CFC_8 | [5 empty] | 0
207 | BLMQI.B22R7 | Ionis. | MQ.22R7 | -147 | BLMQI.22R7.B2I3_MQ | BJBHT.A22R7 |  |  | BYPLM.A22R7_CFC_1 | CFC_A1 | BYPLM.A22R7_7 | SR7=BY05_G_12_7 | SR7=BY02_3_14_10_1 | M | 1
208 | BLMQI.C22R7 | Ionis. |  | 160 | BLMQI.22R7.B1E1_MQ |  |  |  | BYPLM.A22R7_CFC_2 | CFC_A2 | BYPLM.A22R7_8 | SR7=BY05_G_12_8 | SR7=BY02_3_14_10_2 | M | 1
209 | BLMQI.D22R7 | Ionis. |  | 253 | BLMQI.22R7.B2I2_MQ |  |  |  | BYPLM.A22R7_CFC_3 |  |  |  |  | M | 1
210 | BLMQI.E22R7 | Ionis. |  | 373 | BLMQI.22R7.B1E2_MQ |  |  |  | BYPLM.A22R7_CFC_4 |  |  |  |  | M | 1
211 | BLMQI.F22R7 | Ionis. |  | 503 | BLMQI.22R7.B2I1_MQ |  |  |  | BYPLM.A22R7_CFC_5 |  |  |  |  | M | 1
212 | BLMQI.A23R7 | Ionis. |  | 753 | BLMQI.22R7.B1E3_MQ |  |  |  | BYPLM.A22R7_CFC_6 |  |  |  |  | M | 1
[9 empty] | BYPLM.A22R7_CFC_7 | [5 empty] | 0
[9 empty] | BYPLM.A22R7_CFC_8 | [5 empty] | 0
| 2005-12-07 | [6 empty] | Half octant 7 right
[9 empty] | Analog Front End | Optical link tunnel |  | Optical link surface | Digital acquisition
N. ch | Monitor | Type | Location | Pos | Logic name | HV patch | An. Patch_In | BJBAP | UA=Ra_Cr_CFC_In | Cr_CFC_Out | UA=Ra_Pa_In | SR=Ra_Pa_Sl_Out | SR=Ra_VME_Sl_DAB_In | Fonction | Status
cable
213 | BLMQI.B23R7 | Ionis. | MQ.23R7 | -147 | BLMQI.23R7.B2I3_MQ | BJBHT.A23R7 |  |  | BYPLM.A23R7_CFC_1 | CFC_A1 | BYPLM.A23R7_7 | SR7=BY05_H_7_7 | SR7=BY02_3_14_10_3 | M | 1
214 | BLMQI.C23R7 | Ionis. |  | 160 | BLMQI.23R7.B1E1_MQ |  |  |  | BYPLM.A23R7_CFC_2 | CFC_A2 | BYPLM.A23R7_8 | SR7=BY05_H_7_8 | SR7=BY02_3_14_10_4 | M | 1
215 | BLMQI.D23R7 | Ionis. |  | 253 | BLMQI.23R7.B2I2_MQ |  |  |  | BYPLM.A23R7_CFC_3 |  |  |  |  | M | 1
216 | BLMQI.E23R7 | Ionis. |  | 373 | BLMQI.23R7.B1E2_MQ |  |  |  | BYPLM.A23R7_CFC_4 |  |  |  |  | M | 1
217 | BLMQI.F23R7 | Ionis. |  | 503 | BLMQI.23R7.B2I1_MQ |  |  |  | BYPLM.A23R7_CFC_5 |  |  |  |  | M | 1
218 | BLMQI.A23R7 | Ionis. |  | 753 | BLMQI.23R7.B1E3_MQ |  |  |  | BYPLM.A23R7_CFC_6 |  |  |  |  | M | 1
[9 empty] | BYPLM.A23R7_CFC_7 | [5 empty] | 0
[9 empty] | BYPLM.A23R7_CFC_8 | [5 empty] | 0
219 | BLMQI.B24R7 | Ionis. | MQ.24R7 | -147 | BLMQI.24R7.B2I3_MQ | BJBHT.A24R7 |  |  | BYPLM.A24R7_CFC_1 | CFC_A1 | BYPLM.A24R7_7 | SR7=BY05_H_8_7 | SR7=BY02_3_15_11_1 | M | 1
220 | BLMQI.C24R7 | Ionis. |  | 160 | BLMQI.24R7.B1E1_MQ |  |  |  | BYPLM.A24R7_CFC_2 | CFC_A2 | BYPLM.A24R7_8 | SR7=BY05_H_8_8 | SR7=BY02_3_15_11_2 | M | 1
221 | BLMQI.D24R7 | Ionis. |  | 253 | BLMQI.24R7.B2I2_MQ |  |  |  | BYPLM.A24R7_CFC_3 |  |  |  |  | M | 1
222 | BLMQI.E24R7 | Ionis. |  | 373 | BLMQI.24R7.B1E2_MQ |  |  |  | BYPLM.A24R7_CFC_4 |  |  |  |  | M | 1
223 | BLMQI.F24R7 | Ionis. |  | 503 | BLMQI.24R7.B2I1_MQ |  |  |  | BYPLM.A24R7_CFC_5 |  |  |  |  | M | 1
224 | BLMQI.A25R7 | Ionis. |  | 753 | BLMQI.24R7.B1E3_MQ |  |  |  | BYPLM.A24R7_CFC_6 |  |  |  |  | M | 1
[9 empty] | BYPLM.A24R7_CFC_7 | [5 empty] | 0
[9 empty] | BYPLM.A24R7_CFC_8 | [5 empty] | 0
225 | BLMQI.B25R7 | Ionis. | MQ.25R7 | -147 | BLMQI.25R7.B2I3_MQ | BJBHT.A25R7 |  |  | BYPLM.A25R7_CFC_1 | CFC_A1 | BYPLM.A25R7_7 | SR7=BY05_H_9_7 | SR7=BY02_3_15_11_3 | M | 1
226 | BLMQI.C25R7 | Ionis. |  | 160 | BLMQI.25R7.B1E1_MQ |  |  |  | BYPLM.A25R7_CFC_2 | CFC_A2 | BYPLM.A25R7_8 | SR7=BY05_H_9_8 | SR7=BY02_3_15_11_4 | M | 1
227 | BLMQI.D25R7 | Ionis. |  | 253 | BLMQI.25R7.B2I2_MQ |  |  |  | BYPLM.A25R7_CFC_3 |  |  |  |  | M | 1
228 | BLMQI.E25R7 | Ionis. |  | 373 | BLMQI.25R7.B1E2_MQ |  |  |  | BYPLM.A25R7_CFC_4 |  |  |  |  | M | 1
229 | BLMQI.F25R7 | Ionis. |  | 503 | BLMQI.25R7.B2I1_MQ |  |  |  | BYPLM.A25R7_CFC_5 |  |  |  |  | M | 1
230 | BLMQI.A26R7 | Ionis. |  | 753 | BLMQI.25R7.B1E3_MQ |  |  |  | BYPLM.A25R7_CFC_6 |  |  |  |  | M | 1
[9 empty] | BYPLM.A25R7_CFC_7 | [5 empty] | 0
[9 empty] | BYPLM.A25R7_CFC_8 | [5 empty] | 0
231 | BLMQI.B26R7 | Ionis. | MQ.26R7 | -147 | BLMQI.26R7.B2I3_MQ | BJBHT.A26R7 |  |  | BYPLM.A26R7_CFC_1 | CFC_A1 | BYPLM.A26R7_7 | SR7=BY05_H_10_7 | SR7=BY02_3_16_12_1 | M | 1
232 | BLMQI.C26R7 | Ionis. |  | 160 | BLMQI.26R7.B1E1_MQ |  |  |  | BYPLM.A26R7_CFC_2 | CFC_A2 | BYPLM.A26R7_8 | SR7=BY05_H_10_8 | SR7=BY02_3_16_12_2 | M | 1
233 | BLMQI.D26R7 | Ionis. |  | 253 | BLMQI.26R7.B2I2_MQ |  |  |  | BYPLM.A26R7_CFC_3 |  |  |  |  | M | 1
234 | BLMQI.E26R7 | Ionis. |  | 373 | BLMQI.26R7.B1E2_MQ |  |  |  | BYPLM.A26R7_CFC_4 |  |  |  |  | M | 1
235 | BLMQI.F26R7 | Ionis. |  | 503 | BLMQI.26R7.B2I1_MQ |  |  |  | BYPLM.A26R7_CFC_5 |  |  |  |  | M | 1
236 | BLMQI.A27R7 | Ionis. |  | 753 | BLMQI.26R7.B1E3_MQ |  |  |  | BYPLM.A26R7_CFC_6 |  |  |  |  | M | 1
[9 empty] | BYPLM.A26R7_CFC_7 | [5 empty] | 0
[9 empty] | BYPLM.A26R7_CFC_8 | [5 empty] | 0
237 | BLMQI.B27R7 | Ionis. | MQ.27R7 | -147 | BLMQI.27R7.B2I3_MQ | BJBHT.A27R7 |  |  | BYPLM.A27R7_CFC_1 | CFC_A1 | BYPLM.A27R7_7 | SR7=BY05_H_11_7 | SR7=BY02_3_16_12_3 | M | 1
238 | BLMQI.C27R7 | Ionis. |  | 160 | BLMQI.27R7.B1E1_MQ |  |  |  | BYPLM.A27R7_CFC_2 | CFC_A2 | BYPLM.A27R7_8 | SR7=BY05_H_11_8 | SR7=BY02_3_16_12_4 | M | 1
239 | BLMQI.D27R7 | Ionis. |  | 253 | BLMQI.27R7.B2I2_MQ |  |  |  | BYPLM.A27R7_CFC_3 |  |  |  |  | M | 1
240 | BLMQI.E27R7 | Ionis. |  | 373 | BLMQI.27R7.B1E2_MQ |  |  |  | BYPLM.A27R7_CFC_4 |  |  |  |  | M | 1
241 | BLMQI.F27R7 | Ionis. |  | 503 | BLMQI.27R7.B2I1_MQ |  |  |  | BYPLM.A27R7_CFC_5 |  |  |  |  | M | 1
242 | BLMQI.A28R7 | Ionis. |  | 753 | BLMQI.27R7.B1E3_MQ |  |  |  | BYPLM.A27R7_CFC_6 |  |  |  |  | M | 1
[9 empty] | BYPLM.A27R7_CFC_7 | [5 empty] | 0
[9 empty] | BYPLM.A27R7_CFC_8 | [5 empty] | 0
243 | BLMQI.B28R7 | Ionis. | MQ.28R7 | -147 | BLMQI.28R7.B2I3_MQ | BJBHT.A28R7 |  |  | BYPLM.A28R7_CFC_1 | CFC_A1 | BYPLM.A28R7_7 | SR7=BY05_H_12_7 | SR7=BY02_3_17_13_1 | M | 1
244 | BLMQI.C28R7 | Ionis. |  | 160 | BLMQI.28R7.B1E1_MQ |  |  |  | BYPLM.A28R7_CFC_2 | CFC_A2 | BYPLM.A28R7_8 | SR7=BY05_H_12_8 | SR7=BY02_3_17_13_2 | M | 1
245 | BLMQI.D28R7 | Ionis. |  | 253 | BLMQI.28R7.B2I2_MQ |  |  |  | BYPLM.A28R7_CFC_3 |  |  |  |  | M | 1
246 | BLMQI.E28R7 | Ionis. |  | 373 | BLMQI.28R7.B1E2_MQ |  |  |  | BYPLM.A28R7_CFC_4 |  |  |  |  | M | 1
247 | BLMQI.F28R7 | Ionis. |  | 503 | BLMQI.28R7.B2I1_MQ |  |  |  | BYPLM.A28R7_CFC_5 |  |  |  |  | M | 1
248 | BLMQI.A29R7 | Ionis. |  | 753 | BLMQI.28R7.B1E3_MQ |  |  |  | BYPLM.A28R7_CFC_6 |  |  |  |  | M | 1
[9 empty] | BYPLM.A28R7_CFC_7 | [5 empty] | 0
[9 empty] | BYPLM.A28R7_CFC_8 | [5 empty] | 0
249 | BLMQI.B29R7 | Ionis. | MQ.29R7 | -147 | BLMQI.29R7.B2I3_MQ | BJBHT.A29R7 |  |  | BYPLM.A29R7_CFC_1 | CFC_A1 | BYPLM.A29R7_7 | SR7=BY05_I_7_7 | SR7=BY02_3_17_13_3 | M | 1
250 | BLMQI.C29R7 | Ionis. |  | 160 | BLMQI.29R7.B1E1_MQ |  |  |  | BYPLM.A29R7_CFC_2 | CFC_A2 | BYPLM.A29R7_8 | SR7=BY05_I_7_8 | SR7=BY02_3_17_13_4 | M | 1
251 | BLMQI.D29R7 | Ionis. |  | 253 | BLMQI.29R7.B2I2_MQ |  |  |  | BYPLM.A29R7_CFC_3 |  |  |  |  | M | 1
252 | BLMQI.E29R7 | Ionis. |  | 373 | BLMQI.29R7.B1E2_MQ |  |  |  | BYPLM.A29R7_CFC_4 |  |  |  |  | M | 1
253 | BLMQI.F29R7 | Ionis. |  | 503 | BLMQI.29R7.B2I1_MQ |  |  |  | BYPLM.A29R7_CFC_5 |  |  |  |  | M | 1
254 | BLMQI.A30R7 | Ionis. |  | 753 | BLMQI.29R7.B1E3_MQ |  |  |  | BYPLM.A29R7_CFC_6 |  |  |  |  | M | 1
[9 empty] | BYPLM.A29R7_CFC_7 | [5 empty] | 0
[9 empty] | BYPLM.A29R7_CFC_8 | [5 empty] | 0
| 2005-12-07 | [6 empty] | Half octant 7 right
[9 empty] | Analog Front End | Optical link tunnel |  | Optical link surface | Digital acquisition
N. ch | Monitor | Type | Location | Pos | Logic name | HV patch | An. Patch_In | BJBAP | UA=Ra_Cr_CFC_In | Cr_CFC_Out | UA=Ra_Pa_In | SR=Ra_Pa_Sl_Out | SR=Ra_VME_Sl_DAB_In | Fonction | Status
cable
255 | BLMQI.B30R7 | Ionis. | MQ.30R7 | -147 | BLMQI.30R7.B2I3_MQ | BJBHT.A30R7 |  |  | BYPLM.A30R7_CFC_1 | CFC_A1 | BYPLM.A30R7_7 | SR7=BY05_I_8_7 | SR7=BY02_3_18_14_1 | M | 1
256 | BLMQI.C30R7 | Ionis. |  | 160 | BLMQI.30R7.B1E1_MQ |  |  |  | BYPLM.A30R7_CFC_2 | CFC_A2 | BYPLM.A30R7_8 | SR7=BY05_I_8_8 | SR7=BY02_3_18_14_2 | M | 1
257 | BLMQI.D30R7 | Ionis. |  | 253 | BLMQI.30R7.B2I2_MQ |  |  |  | BYPLM.A30R7_CFC_3 |  |  |  |  | M | 1
258 | BLMQI.E30R7 | Ionis. |  | 373 | BLMQI.30R7.B1E2_MQ |  |  |  | BYPLM.A30R7_CFC_4 |  |  |  |  | M | 1
259 | BLMQI.F30R7 | Ionis. |  | 503 | BLMQI.30R7.B2I1_MQ |  |  |  | BYPLM.A30R7_CFC_5 |  |  |  |  | M | 1
260 | BLMQI.A31R7 | Ionis. |  | 753 | BLMQI.30R7.B1E3_MQ |  |  |  | BYPLM.A30R7_CFC_6 |  |  |  |  | M | 1
[9 empty] | BYPLM.A30R7_CFC_7 | [5 empty] | 0
[9 empty] | BYPLM.A30R7_CFC_8 | [5 empty] | 0
261 | BLMQI.B31R7 | Ionis. | MQ.31R7 | -147 | BLMQI.31R7.B2I3_MQ | BJBHT.A31R7 |  |  | BYPLM.A31R7_CFC_1 | CFC_A1 | BYPLM.A31R7_7 | SR7=BY05_I_9_7 | SR7=BY02_3_18_14_3 | M | 1
262 | BLMQI.C31R7 | Ionis. |  | 160 | BLMQI.31R7.B1E1_MQ |  |  |  | BYPLM.A31R7_CFC_2 | CFC_A2 | BYPLM.A31R7_8 | SR7=BY05_I_9_8 | SR7=BY02_3_18_14_4 | M | 1
263 | BLMQI.D31R7 | Ionis. |  | 253 | BLMQI.31R7.B2I2_MQ |  |  |  | BYPLM.A31R7_CFC_3 |  |  |  |  | M | 1
264 | BLMQI.E31R7 | Ionis. |  | 373 | BLMQI.31R7.B1E2_MQ |  |  |  | BYPLM.A31R7_CFC_4 |  |  |  |  | M | 1
265 | BLMQI.F31R7 | Ionis. |  | 503 | BLMQI.31R7.B2I1_MQ |  |  |  | BYPLM.A31R7_CFC_5 |  |  |  |  | M | 1
266 | BLMQI.A32R7 | Ionis. |  | 753 | BLMQI.31R7.B1E3_MQ |  |  |  | BYPLM.A31R7_CFC_6 |  |  |  |  | M | 1
[9 empty] | BYPLM.A31R7_CFC_7 | [5 empty] | 0
[9 empty] | BYPLM.A31R7_CFC_8 | [5 empty] | 0
267 | BLMQI.B32R7 | Ionis. | MQ.32R7 | -147 | BLMQI.32R7.B2I3_MQ | BJBHT.A32R7 |  |  | BYPLM.A32R7_CFC_1 | CFC_A1 | BYPLM.A32R7_7 | SR7=BY05_I_10_7 | SR7=BY02_3_19_15_1 | M | 1
268 | BLMQI.C32R7 | Ionis. |  | 160 | BLMQI.32R7.B1E1_MQ |  |  |  | BYPLM.A32R7_CFC_2 | CFC_A2 | BYPLM.A32R7_8 | SR7=BY05_I_10_8 | SR7=BY02_3_19_15_2 | M | 1
269 | BLMQI.D32R7 | Ionis. |  | 253 | BLMQI.32R7.B2I2_MQ |  |  |  | BYPLM.A32R7_CFC_3 |  |  |  |  | M | 1
270 | BLMQI.E32R7 | Ionis. |  | 373 | BLMQI.32R7.B1E2_MQ |  |  |  | BYPLM.A32R7_CFC_4 |  |  |  |  | M | 1
271 | BLMQI.F32R7 | Ionis. |  | 503 | BLMQI.32R7.B2I1_MQ |  |  |  | BYPLM.A32R7_CFC_5 |  |  |  |  | M | 1
272 | BLMQI.A33R7 | Ionis. |  | 753 | BLMQI.32R7.B1E3_MQ |  |  |  | BYPLM.A32R7_CFC_6 |  |  |  |  | M | 1
[9 empty] | BYPLM.A32R7_CFC_7 | [5 empty] | 0
[9 empty] | BYPLM.A32R7_CFC_8 | [5 empty] | 0
273 | BLMQI.B33R7 | Ionis. | MQ.33R7 | -147 | BLMQI.33R7.B2I3_MQ | BJBHT.A33R7 |  |  | BYPLM.A33R7_CFC_1 | CFC_A1 | BYPLM.A33R7_7 | SR7=BY05_I_11_7 | SR7=BY02_3_19_15_3 | M | 1
274 | BLMQI.C33R7 | Ionis. |  | 160 | BLMQI.33R7.B1E1_MQ |  |  |  | BYPLM.A33R7_CFC_2 | CFC_A2 | BYPLM.A33R7_8 | SR7=BY05_I_11_8 | SR7=BY02_3_19_15_4 | M | 1
275 | BLMQI.D33R7 | Ionis. |  | 253 | BLMQI.33R7.B2I2_MQ |  |  |  | BYPLM.A33R7_CFC_3 |  |  |  |  | M | 1
276 | BLMQI.E33R7 | Ionis. |  | 373 | BLMQI.33R7.B1E2_MQ |  |  |  | BYPLM.A33R7_CFC_4 |  |  |  |  | M | 1
277 | BLMQI.F33R7 | Ionis. |  | 503 | BLMQI.33R7.B2I1_MQ |  |  |  | BYPLM.A33R7_CFC_5 |  |  |  |  | M | 1
278 | BLMQI.A34R7 | Ionis. |  | 753 | BLMQI.33R7.B1E3_MQ |  |  |  | BYPLM.A33R7_CFC_6 |  |  |  |  | M | 1
[9 empty] | BYPLM.A33R7_CFC_7 | [5 empty] | 0
[9 empty] | BYPLM.A33R7_CFC_8 | [5 empty] | 0
279 | BLMQI.B34R7 | Ionis. | MQ.34R7 | -147 | BLMQI.34R7.B2I3_MQ | BJBHT.A34R7 |  |  | BYPLM.A34R7_CFC_1 | CFC_A1 | BYPLM.A34R7_7 | SR7=BY05_I_12_7 | SR7=BY02_3_20_16_1 | M
280 | BLMQI.C34R7 | Ionis. |  | 160 | BLMQI.34R7.B1E1_MQ |  |  |  | BYPLM.A34R7_CFC_2 | CFC_A2 | BYPLM.A34R7_8 | SR7=BY05_I_12_8 | SR7=BY02_3_20_16_2 | M
281 | BLMQI.D34R7 | Ionis. |  | 253 | BLMQI.34R7.B2I2_MQ |  |  |  | BYPLM.A34R7_CFC_3 |  |  |  |  | M
282 | BLMQI.E34R7 | Ionis. |  | 373 | BLMQI.34R7.B1E2_MQ |  |  |  | BYPLM.A34R7_CFC_4 |  |  |  |  | M
283 | BLMQI.F34R7 | Ionis. |  | 503 | BLMQI.34R7.B2I1_MQ |  |  |  | BYPLM.A34R7_CFC_5 |  |  |  |  | M
284 | BLMQI.A34L8 | Ionis. |  | 753 | BLMQI.34R7.B1E3_MQ |  |  |  | BYPLM.A33R7_CFC_6 |  |  |  |  | M
BYPLM.A34R7_CFC_6
BYPLM.A33R7_CFC_7

## BL7 (2)
| 2006-07-15 |  |  | 7 Left |  |  |  | IP 7 |  |  |  | 7 Right | [6 empty] | 7 Left |  | IP 7 |  |  | 7 Right
A modifier
[5 empty] | RR73-BY01 | [7 empty] | RR77-BY01
N. | Location | IC | SEM | Patch | CFC | IN | CR | N. | Location | IC | SEM | Patch | CFC | IN | CR | Patch | Front end el. |  | Monitor | Location |  | Patch | Front end el. |  | Monitor | Location
[17 empty] | in-chas. | ch |  |  |  |  | in-chas. | ch
1 | TCSM.A4L7.B1 | 1 | 1 |  |  |  |  | 1 | TCSG.A4R7.B1 | 1 | 1 |  |  |  |  | BJBAP.A4L7 | 1-1 | 1 | BLMEI.A4L7 | TCSM.A4L7.B1 |  | BJBAP.A4R7 | 1-1 | 1 | BLMEI.A4R7 | TCSG.A4R7.B1
2 | TCSG.A4L7.B1 | 1 | 1 | BJBAP.A4L7 | 1 | 1 | 1 | 2 | TCSM.A4R7.B1 | 1 | 1 | BJBAP.A4R7 | 1 | 1 | 1 |  |  | 2 | BLMES.A4L7 | TCSM.A4L7.B1 |  |  |  | 2 | BLMES.A4R7 | TCSG.A4R7.B1
3 | TCSM.B4L7.B1 | 1 | 1 |  |  |  |  | 3 | TCSM.A4R7.B2 | 1 | 1 | [6 empty] | 3 | BLMEI.B4L7 | TCSG.A4L7.B1 |  |  |  | 3 | BLMEI.B4R7 | TCSM.A4R7.B1
4 | TCSG.B4L7.B1 | 1 | 1 |  |  |  |  | 4 | TCSG.A4R7.B2 | 1 | 1 | [6 empty] | 4 | BLMES.B4L7 | TCSG.A4L7.B1 |  |  |  | 4 | BLMES.B4R7 | TCSM.A4R7.B1
5 | TCSG.A4L7.B2 | 1 | 1 | BJBAP.B4L7 | 2 | 2 | 1 | 5 | TCSM.B4R7.B2 | 1 | 1 | BJBAP.B4R7 | 2 | 2 | 1 |  |  | 5 | BLMEI.C4L7 | TCSM.B4L7.B1 |  |  |  | 5 | BLMEI.C4R7 | TCSM.A4R7.B2
6 | TCSM.A4L7.B2 | 1 | 1 |  |  |  |  | 6 | TCSG.B4R7.B2 | 1 | 1 | [6 empty] | 6 | BLMES.C4L7 | TCSM.B4L7.B1 |  |  |  | 6 | BLMES.C4R7 | TCSM.A4R7.B2
7 | MQW.B4L7 | 6 |  | BJBAP.C4L7 | 3 | 3 | 1 | 7 | MQW.B4R7 | 6 |  | BJBAP.C4R7 | 3 | 3 | 1
8 | TCSM.C4L7.B1 | 1 | 1 |  |  |  |  | 8 | TCSM.C4R7.B2 | 1 | 1 |  |  |  |  | BJBAP.B4L7 | 2-1 | 1 | BLMEI.D4L7 | TCSG.B4L7.B1 |  | BJBAP.B4R7 | 2-1 | 1 | BLMEI.D4R7 | TCSG.A4R7.B2
9 | TCSG.C4L7.B1 | 1 | 1 | BJBAP.D4L7 | 4 | 4 | 1 | 9 | TCSG.C4R7.B2 | 1 | 1 | BJBAP.D4R7 | 4 | 4 | 1 |  |  | 2 | BLMES.D4L7 | TCSG.B4L7.B1 |  |  |  | 2 | BLMES.D4R7 | TCSG.A4R7.B2
10 | TCSG.B4L7.B2 | 1 | 1 |  |  |  |  | 10 | TCSG.B4R7.B1 | 1 | 1 | [6 empty] | 3 | BLMEI.E4L7 | TCSG.A4L7.B2 |  |  |  | 3 | BLMEI.E4R7 | TCSM.B4R7.B2
11 | TCSM.B4L7.B2 | 1 | 1 |  |  |  |  | 11 | TCSM.B4R7.B1 | 1 | 1 | [6 empty] | 4 | BLMES.E4L7 | TCSG.A4L7.B2 |  |  |  | 4 | BLMES.E4R7 | TCSM.B4R7.B2
12 | TCSM.D4L7.B1 | 1 | 1 | BJBAP.E4L7 | 5 | 5 | 1 | 12 | TCSM.D4R7.B2 | 1 | 1 | BJBAP.E4R7 | 5 | 5 | 1 |  |  | 5 | BLMEI.F4L7 | TCSM.A4L7.B2 |  |  |  | 5 | BLMEI.F4R7 | TCSG.B4R7.B2
13 | TCSG.D4L7.B1 | 1 | 1 |  |  |  |  | 13 | TCSG.D4R7.B2 | 1 | 1 | [6 empty] | 6 | BLMES.F4L7 | TCSM.A4L7.B2 |  |  |  | 6 | BLMES.F4R7 | TCSG.B4R7.B2
14 | MQW.B5L7 | 6 |  | BJBAP.A5L7 | 6 | 6 | 1 | 14 | MQW.B5R7 | 6 |  | BJBAP.A5R7 | 6 | 6 | 1
15 | TCSG.A5L7.B2 | 1 | 1 |  |  |  |  | 15 | TCSG.A5R7.B1 | 1 | 1 |  |  |  |  | BJBAP.D4L7 | 4-1 | 1 | BLMEI.G4L7 | TCSM.C4L7.B1 |  | BJBAP.D4R7 | 4-1 | 1 | BLMEI.G4R7 | TCSM.C4R7.B2
16 | TCSM.A5L7.B2 | 1 | 1 | BJBAP.B5L7 | 7 | 7 | 1 | 16 | TCSM.A5R7.B1 | 1 | 1 | BJBAP.B5R7 | 7 | 7 | 1 |  |  | 2 | BLMES.G4L7 | TCSM.C4L7.B1 |  |  |  | 2 | BLMES.G4R7 | TCSM.C4R7.B2
17 | TCSG.B5L7.B2 | 1 | 1 |  |  |  |  | 17 | TCSG.B5R7.B1 | 1 | 1 | [6 empty] | 3 | BLMEI.H4L7 | TCSG.C4L7.B1 |  |  |  | 3 | BLMEI.H4R7 | TCSG.C4R7.B2
18 | TCSM.B5L7.B2 | 1 | 1 |  |  |  |  | 18 | TCSM.B5R7.B1 | 1 | 1 | [6 empty] | 4 | BLMES.H4L7 | TCSG.C4L7.B1 |  |  |  | 4 | BLMES.H4R7 | TCSG.C4R7.B2
19 | TCSM.A5L7.B1 | 1 | 1 | BJBAP.C5L7 | 8 | 8 | 1 | 19 | TCSM.A5R7.B2 | 1 | 1 | BJBAP.C5R7 | 8 | 8 | 1 |  |  | 5 | BLMEI.I4L7 | TCSG.B4L7.B2 |  |  |  | 5 | BLMEI.I4R7 | TCSG.B4R7.B1
20 | TCSG.A5L7.B1 | 1 | 1 |  |  |  |  | 20 | TCSG.A5R7.B2 | 1 | 1 | [6 empty] | 6 | BLMES.I4L7 | TCSG.B4L7.B2 |  |  |  | 6 | BLMES.I4R7 | TCSG.B4R7.B1
21 | TCSM.B5L7.B1 | 1 | 1 |  |  |  |  | 21 | TCSM.B5R7.B2 | 1 | 1
22 | TCSG.B5L7.B1 | 1 | 1 | BJBAP.D5L7 | 9 | 9 | 1 | 22 | TCSG.B5R7.B2 | 1 | 1 | BJBAP.D5R7 | 9 | 9 | 1 | BJBAP.E4L7 | 5-1 | 1 | BLMEI.L4L7 | TCSM.B4L7.B2 |  | BJBAP.E4R7 | 5-1 | 1 | BLMEI.L4R7 | TCSM.B4R7.B1
23 | TCSG.C5L7.B2 | 1 | 1 |  |  |  |  | 23 | TCSG.C5R7.B1 | 1 | 1 | [6 empty] | 2 | BLMES.L4L7 | TCSM.B4L7.B2 |  |  |  | 2 | BLMES.L4R7 | TCSM.D4R7.B2
24 | TCSM.C5L7.B2 | 1 | 1 |  |  |  |  | 24 | TCSM.C5R7.B1 | 1 | 1 | [6 empty] | 3 | BLMEI.M4L7 | TCSM.D4L7.B1 |  |  |  | 3 | BLMEI.M4R7 | TCSM.D4R7.B2
25 | TCSG.D5L7.B2 | 1 | 1 | BJBAP.E5L7 | 10 | 10 | 1 | 25 | TCSG.D5R7.B1 | 1 | 1 | BJBAP.E5R7 | 10 | 10 | 1 |  |  | 4 | BLMES.M4L7 | TCSM.D4L7.B1 |  |  |  | 4 | BLMES.M4R7 | TCSM.D4R7.B2
26 | TCSM.D5L7.B2 | 1 | 1 |  |  |  |  | 26 | TCSM.D5R7.B1 | 1 | 1 | [6 empty] | 5 | BLMEI.N4L7 | TCSG.D4L7.B1 |  |  |  | 5 | BLMEI.N4R7 | TCSG.D4R7.B2
27 | TCSG.E5L7.B2 | 1 | 1 |  |  |  |  | 27 | TCSG.E5R7.B1 | 1 | 1 | [6 empty] | 6 | BLMES.N4L7 | TCSG.D4L7.B1 |  |  |  | 6 | BLMES.N4R7 | TCSG.D4R7.B2
28 | TCSM.E5L7.B2 | 1 | 1 | BJBAP.F5L7 | 11 | 1 | 2 | 28 | TCSM.E5R7.B1 | 1 | 1 | BJBAP.F5R7 | 11 | 1 | 2
29 | TCSG.6L7.B2 | 1 | 1 |  |  |  |  | 29 | TCSG.6R7.B1 | 1 | 1 |  |  |  |  | BJBAP.B5L7 | 7-1 | 1 | BLMEI.A5L7 | TCSG.A5L7.B2 |  | BJBAP.B5R7 | 7-1 | 1 | BLMEI.A5R7 | TCSG.B4R7.B1
30 | TCSM.6L7.B2 | 1 | 1 | BJBAP.A6L7 | 12 | 2 | 2 | 30 | TCSM.6R7.B1 | 1 | 1 | BJBAP.A6R7 | 12 | 2 | 2 |  |  | 2 | BLMES.A5L7 | TCSG.A5L7.B2 |  |  |  | 2 | BLMES.A5R7 | TCSG.B4R7.B1
31 | TLCA..A6L7.B2 | 1 | 1 |  |  |  |  | 31 | TCLA.A6R7.B1 | 1 | 1 | [6 empty] | 3 | BLMEI.B5L7 | TCSM.A5L7.B2 |  |  |  | 3 | BLMEI.B5R7 | TCSM.A5R7.B1
32 | TCSM.A6L7.B1 | 1 | 1 |  |  |  |  | 32 | TCSM.A6R7.B2 | 1 | 1 | [6 empty] | 4 | BLMES.B5L7 | TCSM.A5L7.B2 |  |  |  | 4 | BLMES.B5R7 | TCSM.A5R7.B1
33 | TCSG.A6L7.B1 | 1 | 1 |  |  |  |  | 33 | TCSG.A6R7.B2 | 1 | 1 | [6 empty] | 5 | BLMEI.C5L7 | TCSG.B5L7.B2 |  |  |  | 5 | BLMEI.C5R7 | TCSG.A5R7.B1
34 | TCSM.B6L7.B1 | 1 | 1 | BJBAP.B6L7 | 13 | 3 | 2 | 34 | TCSM.B6R7.B2 | 1 | 1 | BJBAP.B6R7 | 13 | 3 | 2 |  |  | 6 | BLMES.C5L7 | TCSG.B5L7.B2 |  |  |  | 6 | BLMES.C5R7 | TCSG.B5R7.B1
35 | TCSG.B6L7.B1 | 1 | 1 |  |  |  |  | 35 | TCSG.B6R7.B2 | 1 | 1
36 | MBW.A6L7 | 2 | 2 | BJBAP.C6L7 | 14 | 4 | 2 | 36 | MBW.A6R7 | 2 | 2 | BJBAP.C6R7 | 14 | 4 | 2 | BJBAP.C5L7 | 8-1 | 1 | BLMEI.D5L7 | TCSM.B5L7.B2 |  | BJBAP.C5R7 | 8-1 | 1 | BLMEI.D5R7 | TCSM.B5R7.B1
37 | TLCA.C6L7.B2 | 1 | 1 |  |  |  |  | 37 | TCLA.C6R7.B1 | 1 | 1 | [6 empty] | 2 | BLMES.D5L7 | TCSM.B5L7.B2 |  |  |  | 2 | BLMES.D5R7 | TCSM.B5R7.B1
38 | TCHSS.6L7.B1 | 1 | 1 | BJBAP.D6L7 | 15 | 5 | 2 | 38 | TCHSS.6R7.B2 | 1 | 1 | BJBAP.D6R7 | 15 | 5 | 2 |  |  | 3 | BLMEI.E5L7 | TCSM.A5L7.B1 |  |  |  | 3 | BLMEI.E5R7 | TCSM.A5R7.B2
39 | TCHSH.6L7.B1 | 1 | 1 |  |  |  |  | 39 | TCHSH.6R7.B2 | 1 | 1 | [6 empty] | 4 | BLMES.E5L7 | TCSM.A5L7.B1 |  |  |  | 4 | BLMES.E5R7 | TCSM.A5R7.B2
40 | TCHSV.6L7.B1 | 1 | 1 |  |  |  |  | 40 | TCHSV.6R7.B2 | 1 | 1 | [6 empty] | 5 | BLMEI.F5L7 | TCSG.A5L7.B1 |  |  |  | 5 | BLMEI.F5R7 | TCSG.A5R7.B2
41 | TCP.A6.L7.B1 | 1 | 1 |  |  |  |  | 41 | TCP.A6.R7.B2 | 1 | 1 | BJBAP.E6R7 | 16 | 6 | 2 |  |  | 6 | BLMES.F5L7 | TCSG.A5L7.B1 |  |  |  | 6 | BLMES.F5R7 | TCSG.A5R7.B2
42 | TCP.B6.L7.B1 | 1 | 1 | BJBAP.E6L7 | 16 | 6 | 2 | 42 | TCP.B6.R7.B2 | 1 | 1
43 | TCP.C6.L7.B1 | 1 | 1 |  |  |  |  | 43 | TCP.C6.R7.B2 | 1 | 1 |  |  |  |  | BJBAP.D5L7 | 9-1 | 1 | BLMEI.G5L7 | TCSM.B5L7.B1 |  | BJBAP.D5R7 | 9-1 | 1 | BLMEI.G5R7 | TCSM.B5R7.B2
44 | TCP.D6.L7.B1 | 1 | 1 |  |  |  |  | 44 | TCP.D6.R7.B2 | 1 | 1 | [6 empty] | 2 | BLMES.G5L7 | TCSM.B5L7.B1 |  |  |  | 2 | BLMES.G5R7 | TCSM.B5R7.B2
45 | TLCA.E6.L7.B2 | 1 | 1 | BJBAP.F6L7 | 17 | 7 | 2 | 45 | TLCA.E6.R7.B1 | 1 | 1 | BJBAP.F6R7 | 17 | 7 | 2 |  |  | 3 | BLMEI.H5L7 | TCSG.B5L7.B1 |  |  |  | 3 | BLMEI.H5R7 | TCSG.B5R7.B2
46 | TLCA.A7.L7.B2 | 1 | 1 |  |  |  |  | 46 | TLCA.A7.R7.B1 | 1 | 1 | [6 empty] | 4 | BLMES.H5L7 | TCSG.B5L7.B1 |  |  |  | 4 | BLMES.H5R7 | TCSG.B5R7.B2
47 | MBW.C6L7 | 2 | 2 | BJBAP.G6L7 | 18 | 8 | 2 |  | MBW.C6R7 | 2 | 2 | BJBAP.G6R7 | 18 | 8 | 2 |  |  | 5 | BLMEI.I5L7 | TCSG.C5L7.B2 |  |  |  | 5 | BLMEI.I5R7 | TCSG.C5R7.B1
48 | MQTLH.6L7 | 6 |  | BJBAP.H6L7 | 19 | 9 | 2 | 47 | MQTLH.6R7 | 6 |  | BJBAP.H6R7 | 19 | 9 | 2 |  |  | 6 | BLMES.I5L7 | TCSG.C5L7.B2 |  |  |  | 6 | BLMES.I5R7 | TCSG.C5R7.B1
49 | MQ.7L7 | 6 |  | BJBAP.A7L7 | 20 | 10 | 2 | 48 | DFBAN.7R7 |  |  | BJBAP.A7R7
50 | MBA.8L7 | 3 |  | BJBAP.A8L7 | 21 | 1 | 3 | 49 | MQ.7R7 | 6 |  | BJBAP.B7R7 | 20 | 10 | 2 | BJBAP.E5L7 | 10-1 | 1 | BLMEI.L5L7 | TCSM.C5L7.B2 |  | BJBAP.E5R7 | 10-1 | 1 | BLMEI.L5R7 | TCSM.C5R7.B1
51 | MQ.8L7 | 6 |  | BJBAP.B8L7 | 22 | 2 | 3 | 50 | MBA.8R7 | 3 |  | BJBAP.A8R7 | 21 | 1 | 3 |  |  | 2 | BLMES.L5L7 | TCSM.C5L7.B2 |  |  |  | 2 | BLMES.L5R7 | TCSM.C5R7.B1
52 | LBBRB.9L7 | 10 |  | BJBAP.A9L7 | 23 | 3 | 3 | 51 | MQ.8R7 | 6 |  | BJBAP.B8R7 | 22 | 2 | 3 |  |  | 3 | BLMEI.M5L7 | TCSG.D5L7.B2 |  |  |  | 3 | BLMEI.M5R7 | TCSG.D5R7.B1
53 | MQ.9L7 | 6 |  | BJBAP.B9L7 | 24 | 4 | 3 | 52 | LBARA.9R7 | 10 |  | BJBAP.A9R7 | 23 | 3 | 3 |  |  | 4 | BLMES.M5L7 | TCSG.D5L7.B2 |  |  |  | 4 | BLMES.M5R7 | TCSG.D5R7.B1
54 | MQ.10L7 | 6 |  | BJBAP.A10L7 | 25 | 5 | 3 | 53 | MQ.9R7 | 7 |  | BJBAP.B9R7 | 24 | 4 | 3 |  |  | 5 | BLMEI.N5L7 | TCSM.D5L7.B2 |  |  |  | 5 | BLMEI.N5R7 | TCSM.D5R7.B1
55 | MBA.11L7 | 12 |  | BJBAP.A11L7 | 26 | 6 | 3 | 54 | MQ.10R7 | 7 |  | BJBAP.A10R7 | 25 | 5 | 3 |  |  | 6 | BLMES.N5L7 | TCSM.D5L7.B2 |  |  |  | 6 | BLMES.N5R7 | TCSM.D5R7.B1
56 | MQ.11L7 | 8 |  | BJBAP.B11L7 | 27 | 7 | 3 | 55 | MBA.11R7 | 15 |  | BJBAP.A11R7 | 26 | 6 | 3
| 122 | [6 empty] | 56 | MQ.11R7 | 6 |  | BJBAP.B11R7 | 27 | 7 | 3
125
|  | 7 Left | [5 empty] | IP 7 |  | 7 Rigth | [8 empty] | 7 Left |  | IP 7 |  |  |  | 7 Right
[5 empty] | RR73-BY01 | [7 empty] | RR77-BY01 |  |  | Patch | Front end el. |  | Monitor | Location |  | Patch | Front end el. |  | Monitor | Location
| Location | N. BL |  | Patch | CFC | IN | CR |  | Location | N. BL |  | Patch | CFC | IN | CR |  | in-chas. | ch |  |  |  |  | in-chas. | ch
[16 empty] | BJBAP.F5L7 | 1-2 | 1 | BLMEI.O5L7 | TCSG.E5L7.B2 |  | BJBAP.F5R7 | 1-2 | 1 | BLMEI.O5R7 | TCSG.E5R7.B1
57 | MQ.12L7 | 6 |  | BYPLM.A12L7 | 28 |  |  | 57 | MQ.12R7 | 6 |  | BYPLM.A12R7 | 28 |  |  |  |  | 2 | BLMES.O5L7 | TCSG.E5L7.B2 |  |  |  | 2 | BLMES.O5R7 | TCSG.E5R7.B1
58 | MQ.13L7 | 8 |  | BYPLM.A13L7 | 29 |  |  | 58 | MQ.13R7 | 8 |  | BYPLM.A13R7 | 29 |  |  |  |  | 3 | BLMEI.P5L7 | TCSM.E5L7.B2 |  |  |  | 3 | BLMEI.P5R7 | TCSM.E5R7.B1
59 | MQ.14L7 | 6 |  | BYPLM.A14L7 | 30 |  |  | 59 | MQ.14R7 | 6 |  | BYPLM.A14R7 | 30 |  |  |  |  | 4 | BLMES.P5L7 | TCSM.E5L7.B2 |  |  |  | 4 | BLMES.P5R7 | TCSM.E5R7.B1
60 | MQ.15L7 | 6 |  | BYPLM.A15L7 | 31 |  |  | 60 | MQ.15R7 | 6 |  | BYPLM.A15R7 | 31
61 | MQ.16L7 | 6 |  | BYPLM.A16L7 | 32 |  |  | 61 | MQ.16R7 | 6 |  | BYPLM.A16R7 | 32 |  |  | BJBAP.A6L7 | 2-2 | 1 | BLMEI.A6L7 | TCSG.6L7.B2 |  | BJBAP.A6R7 | 2-2 | 1 | BLMEI.A6R7 | TCSG.6R7.B1
62 | MQ.17L7 | 6 |  | BYPLM.A17L7 | 33 |  |  | 62 | MQ.17R7 | 6 |  | BYPLM.A17R7 | 33 |  |  |  |  | 2 | BLMES.A6L7 | TCSG.6L7.B2 |  |  |  | 2 | BLMES.A6R7 | TCSG.6R7.B1
63 | MQ.18L7 | 6 |  | BYPLM.A18L7 | 34 |  |  | 63 | MQ.18R7 | 6 |  | BYPLM.A18R7 | 34 |  |  |  |  | 3 | BLMEI.B6L7 | TCSM.6L7.B2 |  |  |  | 3 | BLMEI.B6R7 | TCSM.6R7.B1
64 | MQ.19L7 | 10 |  | BYPLM.A19L7 | 35 |  |  | 64 | MQ.19R7 | 6 |  | BYPLM.A19R7 | 35 |  |  |  |  | 4 | BLMES.B6L7 | TCSM.6L7.B2 |  |  |  | 4 | BLMES.B6R7 | TCSM.6R7.B1
65 | MQ.20L7 | 6 |  | BYPLM.A20L7 | 36 |  |  | 65 | MQ.20R7 | 6 |  | BYPLM.A20R7 | 36 |  |  |  |  | 5 | BLMEI.C6L7 | TLCA.A6L7.B2 |  |  |  | 5 | BLMEI.C6R7 | TLCA.A6R7.B1
66 | MQ.21L7 | 6 |  | BYPLM.A21L7 | 37 |  |  | 66 | MQ.21R7 | 6 |  | BYPLM.A21R7 | 37 |  |  |  |  | 6 | BLMES.C6L7 | TLCA.A6L7.B2 |  |  |  | 6 | BLMES.C6R7 | TLCA.A6R7.B1
67 | MQ.22L7 | 6 |  | BYPLM.A22L7 | 38 |  |  | 67 | MQ.22R7 | 6 |  | BYPLM.A22R7 | 38 |  |  |  |  | 7 | BLMEI.D6L7 | TCSM.A6L7.B1 |  |  |  | 7 | BLMEI.D6R7 | TCSM.A6R7.B2
68 | MQ.23L7 | 6 |  | BYPLM.A23L7 | 39 |  |  | 68 | MQ.23R7 | 6 |  | BYPLM.A23R7 | 39 |  |  |  |  | 8 | BLMES.D6L7 | TCSM.A6L7.B1 |  |  |  | 8 | BLMES.D6R7 | TCSM.A6R7.B2
69 | MQ.24L7 | 6 |  | BYPLM.A24L7 | 40 |  |  | 69 | MQ.24R7 | 6 |  | BYPLM.A24R7 | 40
70 | MQ.25L7 | 6 |  | BYPLM.A25L7 | 41 |  |  | 70 | MQ.25R7 | 6 |  | BYPLM.A25R7 | 41 |  |  | BJBAP.B6L7 | 3-2 | 1 | BLMEI.E6L7 | TCSG.A6L7.B1 |  | BJBAP.B6L7 | 3-2 | 1 | BLMEI.E6R7 | TCSG.A6R7.B2
71 | MQ.26L7 | 6 |  | BYPLM.A26L7 | 42 |  |  | 71 | MQ.26R7 | 6 |  | BYPLM.A26R7 | 42 |  |  |  |  | 2 | BLMES.E6L7 | TCSG.A6L7.B1 |  |  |  | 2 | BLMES.E6R7 | TCSG.A6R7.B2
72 | MQ.27L7 | 6 |  | BYPLM.A27L7 | 43 |  |  | 72 | MQ.27R7 | 6 |  | BYPLM.A27R7 | 43 |  |  |  |  | 3 | BLMEI.F6L7 | TCSM.B6L7.B1 |  |  |  | 3 | BLMEI.F6R7 | TCSM.B6R7.B2
73 | MQ.28L7 | 6 |  | BYPLM.A28L7 | 44 |  |  | 73 | MQ.28R7 | 6 |  | BYPLM.A28R7 | 44 |  |  |  |  | 4 | BLMES.F6L7 | TCSM.B6L7.B1 |  |  |  | 4 | BLMES.F6R7 | TCSM.B6R7.B2
74 | MQ.29L7 | 6 |  | BYPLM.A29L7 | 45 |  |  | 74 | MQ.29R7 | 6 |  | BYPLM.A29R7 | 45 |  |  |  |  | 5 | BLMEI.G6L7 | TCSG.B6L7.B1 |  |  |  | 5 | BLMEI.G6R7 | TCSG.B6R7.B2
75 | MQ.30L7 | 6 |  | BYPLM.A30L7 | 46 |  |  | 75 | MQ.30R7 | 6 |  | BYPLM.A30R7 | 46 |  |  |  |  | 6 | BLMES.G6L7 | TCSG.B6L7.B1 |  |  |  | 6 | BLMES.G6R7 | TCSG.B6R7.B2
76 | MQ.31L7 | 6 |  | BYPLM.A31L7 | 47 |  |  | 76 | MQ.31R7 | 6 |  | BYPLM.A31R7 | 47
77 | MQ.32L7 | 6 |  | BYPLM.A32L7 | 48 |  |  | 77 | MQ.32R7 | 6 |  | BYPLM.A32R7 | 48 |  |  | BJBAP.C6L7 | 4-2 | 1 | BLMEI.H6L7 | MBW.A6L7 |  | BJBAP.C6R7 | 4-2 | 1 | BLMEI.H6R7 | MBW.A6R7
78 | MQ.33L7 | 6 |  | BYPLM.A33L7 | 49 |  |  | 78 | MQ.33R7 | 6 |  | BYPLM.A33R7 | 49 |  |  |  |  | 2 | BLMES.H6L7 | MBW.A6L7 |  |  |  | 2 | BLMES.H6R7 | MBW.A6R7
[8 empty] | 79 | MQ.34R7 | 6 |  | BYPLM.A34R7 | 50 |  |  |  |  | 3 | BLMEI.I6L7 | MBW.A6L7 |  |  |  | 3 | BLMEI.I6R7 | MBW.A6R7
[18 empty] | 4 | BLMES.I6L7 | MBW.A6L7 |  |  |  | 4 | BLMES.I6R7 | MBW.A6R7
[16 empty] | BJBAP.D6L7 | 5-2 | 1 | BLMEI.L6L7 | TLCA.A6L7.B2 |  | BJBAP.D6R7 | 5-2 | 1 | BLMEI.L6R7 | TLCA.A6R7.B1
[18 empty] | 2 | BLMES.L6L7 | TLCA.A6L7.B2 |  |  |  | 2 | BLMES.L6R7 | TLCA.A6R7.B1
[18 empty] | 3 | BLMEI.M6L7 | TCHSS.6L7.B1 |  |  |  | 3 | BLMEI.M6R7 | TCHSS.6R7.B2
[18 empty] | 4 | BLMES.M6L7 | TCHSS.6L7.B1 |  |  |  | 4 | BLMES.M6R7 | TCHSS.6R7.B2
[18 empty] | 5 | BLMEI.N6L7 | TCHSH.6L7.B1 |  |  |  | 5 | BLMEI.N6R7 | TCHSH.6R7.B2
[18 empty] | 6 | BLMES.N6L7 | TCHSH.6L7.B1 |  |  |  | 6 | BLMES.N6R7 | TCHSH.6R7.B2
| Monitors | IC | SEM | Channels | CFC | [12 empty] | 7 | BLMEI.O6L7 | TCHSV.6L7.B1 |  |  |  | 7 | BLMEI.O6R7 | TCHSV.6R7.B2
[18 empty] | 8 | BLMES.O6L7 | TCHSV.6L7.B1 |  |  |  | 8 | BLMES.O6R7 | TCHSV.6R7.B2
Left | 78 | 260 | 47 | 307 | 49
Right | 79 | 265 | 47 | 312 | 50 | [10 empty] | BJBAP.E6L7 | 6-2 | 1 | BLMEI.P6L7 | TCP.A6.L7.B1 |  | BJBAP.E6R7 | 6-2 | 1 | BLMEI.P6R7 | TCP.A6.R7.B2
[18 empty] | 2 | BLMES.P6L7 | TCP.A6.L7.B1 |  |  |  | 2 | BLMES.P6R7 | TCP.A6.R7.B2
Total | 157 | 525 | 94 | 619 | 99 | [12 empty] | 3 | BLMEI.Q6L7 | TCP.B6.L7.B1 |  |  |  | 3 | BLMEI.Q6R7 | TCP.B6.R7.B2
[18 empty] | 4 | BLMES.Q6L7 | TCP.B6.L7.B1 |  |  |  | 4 | BLMES.Q6R7 | TCP.B6.R7.B2
[16 empty] | BJBAP.F6L7 | 7-2 | 1 | BLMEI.R6L7 | TCP.C6.L7.B1 |  | BJBAP.F6R7 | 7-2 | 1 | BLMEI.R6R7 | TCP.C6.R7.B2
[18 empty] | 2 | BLMES.R6L7 | TCP.C6.L7.B1 |  |  |  | 2 | BLMES.R6R7 | TCP.C6.R7.B2
[18 empty] | 3 | BLMEI.S6L7 | TCP.D6.L7.B1 |  |  |  | 3 | BLMEI.S6R7 | TCP.D6.R7.B2
[18 empty] | 4 | BLMES.S6L7 | TCP.D6.L7.B1 |  |  |  | 4 | BLMES.S6R7 | TCP.D6.R7.B2
[18 empty] | 5 | BLMEI.T6L7 | TCLA.E6.L7.B2 |  |  |  | 5 | BLMEI.T6R7 | TCLA.E6.R7.B1
[18 empty] | 6 | BLMES.T6L7 | TCLA.E6.L7.B2 |  |  |  | 6 | BLMES.T6R7 | TCLA.E6.R7.B1
[18 empty] | 7 | BLMEI.A7L7 | TLCA.A7.L7.B2 |  |  |  | 7 | BLMEI.A7R7 | TLCA.A7.R7.B1
[18 empty] | 8 | BLMES.A7L7 | TLCA.A7.L7.B2 |  |  |  | 8 | BLMES.A7R7 | TLCA.A7.R7.B1
[16 empty] | BJBAP.G6L7 | 8-2 | 1 | BLMEI.U6L7 | MBW.C6L7 |  | BJBAP.G6R7 | 8-2 | 1 | BLMEI.U6R7 | MBW.C6R7
[18 empty] | 2 | BLMES.U6L7 | MBW.C6L7 |  |  |  | 2 | BLMES.U6R7 | MBW.C6R7
[18 empty] | 3 | BLMEI.V6L7 | MBW.C6L7 |  |  |  | 3 | BLMEI.V6R7 | MBW.C6R7
[18 empty] | 4 | BLMES.V6L7 | MBW.C6L7 |  |  |  | 4 | BLMES.V6R7 | MBW.C6R7
[19 empty] | 7 Left |  | IP 7 |  |  |  | 7 Right
[16 empty] | Patch | Front end el. |  | Monitor | Location |  | Patch | Front end el. |  | Monitor | Location
[17 empty] | in-chas. | ch |  |  |  |  | in-chas. | ch
[16 empty] | BJBAP.A8L7 | 1-3 | 1 | BLMEI.A8L7 | MBA.8L7 |  | BJBAP.A8R7 | 1-3 | 1 | BLMEI.A8R7 | MBA.8R7
[18 empty] | 2 | BLMEI.B8L7 | MBA.8L7 |  |  |  | 2 | BLMEI.B8R7 | MBA.8R7
[18 empty] | 3 | BLMEI.C8L7 | MBA.8L7 |  |  |  | 3 | BLMEI.C8R7 | MBA.8R7
[16 empty] | BJBAP.A9L7 | 3-3 | 1 | BLMEI.A9L7 | LBBRB.9L7 |  | BJBAP.A9R7 | 3-3 | 1 | BLMEI.A9R7 | LBBRB.9R7
[18 empty] | 2 | BLMEI.B9L7 | LBBRB.9L7 |  |  |  | 2 | BLMEI.B9R7 | LBBRB.9R7
[18 empty] | 3 | BLMEI.C9L7 | LBBRB.9L7 |  |  |  | 3 | BLMEI.C9R7 | LBBRB.9R7
[16 empty] | BJBAP.A11L7 | 6-3 | 1 | BLMEI.A11L7 | MBA.11L7 |  | BJBAP.A11R7 | 6-3 | 1 | BLMEI.A11R7 | MBA.11R7
[18 empty] | 2 | BLMEI.B11L7 | MBA.11L7 |  |  |  | 2 | BLMEI.B11R7 | MBA.11R7
[18 empty] | 3 | BLMEI.C11L7 | MBA.11L7 |  |  |  | 3 | BLMEI.C11R7 | MBA.11R7
[18 empty] | 4 | BLMEI.D11L7 | MBA.11L7 |  |  |  | 4 | BLMEI.D11R7 | MBA.11R7
[16 empty] | BYPLM.A13L7 |  | 1 | BLMQI.B13L7 | MQ.13L7 |  | BYPLM.A13R7 |  | 1 | BLMQI.B13R7 | MQ.13R7
[18 empty] | 2 | BLMQI.C13L7 | MQ.13L7 |  |  |  | 2 | BLMQI.C13R7 | MQ.13R7
[18 empty] | 3 | BLMQI.D13L7 | MQ.13L7 |  |  |  | 3 | BLMQI.D13R7 | MQ.13R7
[18 empty] | 4 | BLMQI.E13L7 | MQ.13L7 |  |  |  | 4 | BLMQI.E13R7 | MQ.13R7
[18 empty] | 5 | BLMQI.F13L7 | MQ.13L7 |  |  |  | 5 | BLMQI.F13R7 | MQ.13R7
[18 empty] | 6 | BLMQI.A14L7 | MQ.13L7 |  |  |  | 6 | BLMQI.A14R7 | MQ.13R7
[18 empty] | 7 | BLMEI.A13L7 | LBBRA.13L7 |  |  |  | 7 | BLMEI.A13R7 | LBBRA.13R7
[18 empty] | 8 | BLMEI.B13L7 | LBBRA.13L7 |  |  |  | 8 | BLMEI.B13R7 | LBBRA.13R7

## BL7
| 2005-12-15 |  |  | 7 Left |  |  |  | IP 7 |  |  |  | 7 Right | [6 empty] | 7 Left |  | IP 7 |  |  | 7 Right
[5 empty] | RR73-BY01 | [7 empty] | RR77-BY01
N. | Location | IC | SEM | Patch | CFC | IN | CR | N. | Location | IC | SEM | Patch | CFC | IN | CR | Patch | Front end el. |  | Monitor | Location |  | Patch | Front end el. |  | Monitor | Location
[17 empty] | in-chas. | ch |  |  |  |  | in-chas. | ch
1 | TCSM.A4L7.B1 | 1 | 1 |  |  |  |  | 1 | TCSG.A4R7.B1 | 1 | 1 |  |  |  |  | BJBAP.A4L7 | 1-1 | 1 | BLMEI.A4L7 | TCSM.A4L7.B1 |  | BJBAP.A4R7 | 1-1 | 1 | BLMEI.A4R7 | TCSG.A4R7.B1
2 | TCSG.A4L7.B1 | 1 | 1 | BJBAP.A4L7 | 1 | 1 | 1 | 2 | TCSM.A4R7.B1 | 1 | 1 | BJBAP.A4R7 | 1 | 1 | 1 |  |  | 2 | BLMES.A4L7 | TCSM.A4L7.B1 |  |  |  | 2 | BLMES.A4R7 | TCSG.A4R7.B1
3 | TCSM.B4L7.B1 | 1 | 1 |  |  |  |  | 3 | TCSM.A4R7.B2 | 1 | 1 | [6 empty] | 3 | BLMEI.B4L7 | TCSG.A4L7.B1 |  |  |  | 3 | BLMEI.B4R7 | TCSM.A4R7.B1
4 | TCSG.B4L7.B1 | 1 | 1 |  |  |  |  | 4 | TCSG.A4R7.B2 | 1 | 1 | [6 empty] | 4 | BLMES.B4L7 | TCSG.A4L7.B1 |  |  |  | 4 | BLMES.B4R7 | TCSM.A4R7.B1
5 | TCSG.A4L7.B2 | 1 | 1 | BJBAP.B4L7 | 2 | 2 | 1 | 5 | TCSM.B4R7.B2 | 1 | 1 | BJBAP.B4R7 | 2 | 2 | 1 |  |  | 5 | BLMEI.C4L7 | TCSM.B4L7.B1 |  |  |  | 5 | BLMEI.C4R7 | TCSM.A4R7.B2
6 | TCSM.A4L7.B2 | 1 | 1 |  |  |  |  | 6 | TCSG.B4R7.B2 | 1 | 1 | [6 empty] | 6 | BLMES.C4L7 | TCSM.B4L7.B1 |  |  |  | 6 | BLMES.C4R7 | TCSM.A4R7.B2
7 | MQW.B4L7 | 6 |  | BJBAP.C4L7 | 3 | 3 | 1 | 7 | MQW.B4R7 | 6 |  | BJBAP.C4R7 | 3 | 3 | 1
8 | TCSM.C4L7.B1 | 1 | 1 |  |  |  |  | 8 | TCSM.C4R7.B2 | 1 | 1 |  |  |  |  | BJBAP.B4L7 | 2-1 | 1 | BLMEI.D4L7 | TCSG.B4L7.B1 |  | BJBAP.B4R7 | 2-1 | 1 | BLMEI.D4R7 | TCSG.A4R7.B2
9 | TCSG.C4L7.B1 | 1 | 1 | BJBAP.D4L7 | 4 | 4 | 1 | 9 | TCSG.C4R7.B2 | 1 | 1 | BJBAP.D4R7 | 4 | 4 | 1 |  |  | 2 | BLMES.D4L7 | TCSG.B4L7.B1 |  |  |  | 2 | BLMES.D4R7 | TCSG.A4R7.B2
10 | TCSG.B4L7.B2 | 1 | 1 |  |  |  |  | 10 | TCSG.B4R7.B1 | 1 | 1 | [6 empty] | 3 | BLMEI.E4L7 | TCSG.A4L7.B2 |  |  |  | 3 | BLMEI.E4R7 | TCSM.B4R7.B2
11 | TCSM.B4L7.B2 | 1 | 1 |  |  |  |  | 11 | TCSM.B4R7.B1 | 1 | 1 | [6 empty] | 4 | BLMES.E4L7 | TCSG.A4L7.B2 |  |  |  | 4 | BLMES.E4R7 | TCSM.B4R7.B2
12 | TCSM.D4L7.B1 | 1 | 1 | BJBAP.E4L7 | 5 | 5 | 1 | 12 | TCSM.D4R7.B2 | 1 | 1 | BJBAP.E4R7 | 5 | 5 | 1 |  |  | 5 | BLMEI.F4L7 | TCSM.A4L7.B2 |  |  |  | 5 | BLMEI.F4R7 | TCSG.B4R7.B2
13 | TCSG.D4L7.B1 | 1 | 1 |  |  |  |  | 13 | TCSG.D4R7.B2 | 1 | 1 | [6 empty] | 6 | BLMES.F4L7 | TCSM.A4L7.B2 |  |  |  | 6 | BLMES.F4R7 | TCSG.B4R7.B2
14 | MQW.B5L7 | 6 |  | BJBAP.A5L7 | 6 | 6 | 1 | 14 | MQW.B5R7 | 6 |  | BJBAP.A5R7 | 6 | 6 | 1
15 | TCSG.A5L7.B2 | 1 | 1 |  |  |  |  | 15 | TCSG.A5R7.B1 | 1 | 1 |  |  |  |  | BJBAP.D4L7 | 4-1 | 1 | BLMEI.G4L7 | TCSM.C4L7.B1 |  | BJBAP.D4R7 | 4-1 | 1 | BLMEI.G4R7 | TCSM.C4R7.B2
16 | TCSM.A5L7.B2 | 1 | 1 | BJBAP.B5L7 | 7 | 7 | 1 | 16 | TCSM.A5R7.B1 | 1 | 1 | BJBAP.B5R7 | 7 | 7 | 1 |  |  | 2 | BLMES.G4L7 | TCSM.C4L7.B1 |  |  |  | 2 | BLMES.G4R7 | TCSM.C4R7.B2
17 | TCSG.B5L7.B2 | 1 | 1 |  |  |  |  | 17 | TCSG.B5R7.B1 | 1 | 1 | [6 empty] | 3 | BLMEI.H4L7 | TCSG.C4L7.B1 |  |  |  | 3 | BLMEI.H4R7 | TCSG.C4R7.B2
18 | TCSM.B5L7.B2 | 1 | 1 |  |  |  |  | 18 | TCSM.B5R7.B1 | 1 | 1 | [6 empty] | 4 | BLMES.H4L7 | TCSG.C4L7.B1 |  |  |  | 4 | BLMES.H4R7 | TCSG.C4R7.B2
19 | TCSM.A5L7.B1 | 1 | 1 | BJBAP.C5L7 | 8 | 8 | 1 | 19 | TCSM.A5R7.B2 | 1 | 1 | BJBAP.C5R7 | 8 | 8 | 1 |  |  | 5 | BLMEI.I4L7 | TCSG.B4L7.B2 |  |  |  | 5 | BLMEI.I4R7 | TCSG.B4R7.B1
20 | TCSG.A5L7.B1 | 1 | 1 |  |  |  |  | 20 | TCSG.A5R7.B2 | 1 | 1 | [6 empty] | 6 | BLMES.I4L7 | TCSG.B4L7.B2 |  |  |  | 6 | BLMES.I4R7 | TCSG.B4R7.B1
21 | TCSM.B5L7.B1 | 1 | 1 |  |  |  |  | 21 | TCSM.B5R7.B2 | 1 | 1
22 | TCSG.B5L7.B1 | 1 | 1 | BJBAP.D5L7 | 9 | 9 | 1 | 22 | TCSG.B5R7.B2 | 1 | 1 | BJBAP.D5R7 | 9 | 9 | 1 | BJBAP.E4L7 | 5-1 | 1 | BLMEI.L4L7 | TCSM.B4L7.B2 |  | BJBAP.E4R7 | 5-1 | 1 | BLMEI.L4R7 | TCSM.B4R7.B1
23 | TCSG.C5L7.B2 | 1 | 1 |  |  |  |  | 23 | TCSG.C5R7.B1 | 1 | 1 | [6 empty] | 2 | BLMES.L4L7 | TCSM.B4L7.B2 |  |  |  | 2 | BLMES.L4R7 | TCSM.D4R7.B2
24 | TCSM.C5L7.B2 | 1 | 1 |  |  |  |  | 24 | TCSM.C5R7.B1 | 1 | 1 | [6 empty] | 3 | BLMEI.M4L7 | TCSM.D4L7.B1 |  |  |  | 3 | BLMEI.M4R7 | TCSM.D4R7.B2
25 | TCSG.D5L7.B2 | 1 | 1 | BJBAP.E5L7 | 10 | 10 | 1 | 25 | TCSG.D5R7.B1 | 1 | 1 | BJBAP.E5R7 | 10 | 10 | 1 |  |  | 4 | BLMES.M4L7 | TCSM.D4L7.B1 |  |  |  | 4 | BLMES.M4R7 | TCSM.D4R7.B2
26 | TCSM.D5L7.B2 | 1 | 1 |  |  |  |  | 26 | TCSM.D5R7.B1 | 1 | 1 | [6 empty] | 5 | BLMEI.N4L7 | TCSG.D4L7.B1 |  |  |  | 5 | BLMEI.N4R7 | TCSG.D4R7.B2
27 | TCSG.E5L7.B2 | 1 | 1 |  |  |  |  | 27 | TCSG.E5R7.B1 | 1 | 1 | [6 empty] | 6 | BLMES.N4L7 | TCSG.D4L7.B1 |  |  |  | 6 | BLMES.N4R7 | TCSG.D4R7.B2
28 | TCSM.E5L7.B2 | 1 | 1 | BJBAP.F5L7 | 11 | 1 | 2 | 28 | TCSM.E5R7.B1 | 1 | 1 | BJBAP.F5R7 | 11 | 1 | 2
29 | TCSG.6L7.B2 | 1 | 1 |  |  |  |  | 29 | TCSG.6R7.B1 | 1 | 1 |  |  |  |  | BJBAP.B5L7 | 7-1 | 1 | BLMEI.A5L7 | TCSG.A5L7.B2 |  | BJBAP.B5R7 | 7-1 | 1 | BLMEI.A5R7 | TCSG.B4R7.B1
30 | TCSM.6L7.B2 | 1 | 1 | BJBAP.A6L7 | 12 | 2 | 2 | 30 | TCSM.6R7.B1 | 1 | 1 | BJBAP.A6R7 | 12 | 2 | 2 |  |  | 2 | BLMES.A5L7 | TCSG.A5L7.B2 |  |  |  | 2 | BLMES.A5R7 | TCSG.B4R7.B1
31 | TLCA..A6L7.B2 | 1 | 1 |  |  |  |  | 31 | TCLA.A6R7.B1 | 1 | 1 | [6 empty] | 3 | BLMEI.B5L7 | TCSM.A5L7.B2 |  |  |  | 3 | BLMEI.B5R7 | TCSM.A5R7.B1
32 | TCSM.A6L7.B1 | 1 | 1 |  |  |  |  | 32 | TCSM.A6R7.B2 | 1 | 1 | [6 empty] | 4 | BLMES.B5L7 | TCSM.A5L7.B2 |  |  |  | 4 | BLMES.B5R7 | TCSM.A5R7.B1
33 | TCSG.A6L7.B1 | 1 | 1 |  |  |  |  | 33 | TCSG.A6R7.B2 | 1 | 1 | [6 empty] | 5 | BLMEI.C5L7 | TCSG.B5L7.B2 |  |  |  | 5 | BLMEI.C5R7 | TCSG.A5R7.B1
34 | TCSM.B6L7.B1 | 1 | 1 | BJBAP.B6L7 | 13 | 3 | 2 | 34 | TCSM.B6R7.B2 | 1 | 1 | BJBAP.B6R7 | 13 | 3 | 2 |  |  | 6 | BLMES.C5L7 | TCSG.B5L7.B2 |  |  |  | 6 | BLMES.C5R7 | TCSG.B5R7.B1
35 | TCSG.B6L7.B1 | 1 | 1 |  |  |  |  | 35 | TCSG.B6R7.B2 | 1 | 1
36 | TLCA.C6L7.B2 | 1 | 1 |  |  |  |  | 36 | TCLA.C6R7.B1 | 1 | 1 |  |  |  |  | BJBAP.C5L7 | 8-1 | 1 | BLMEI.D5L7 | TCSM.B5L7.B2 |  | BJBAP.C5R7 | 8-1 | 1 | BLMEI.D5R7 | TCSM.B5R7.B1
37 | TCHSS.6L7.B1 | 1 | 1 | BJBAP.C6L7 | 14 | 4 | 2 | 37 | TCHSS.6R7.B2 | 1 | 1 | BJBAP.C6R7 | 14 | 4 | 2 |  |  | 2 | BLMES.D5L7 | TCSM.B5L7.B2 |  |  |  | 2 | BLMES.D5R7 | TCSM.B5R7.B1
38 | TCHSH.6L7.B1 | 1 | 1 |  |  |  |  | 38 | TCHSH.6R7.B2 | 1 | 1 | [6 empty] | 3 | BLMEI.E5L7 | TCSM.A5L7.B1 |  |  |  | 3 | BLMEI.E5R7 | TCSM.A5R7.B2
39 | TCHSV.6L7.B1 | 1 | 1 |  |  |  |  | 39 | TCHSV.6R7.B2 | 1 | 1 | [6 empty] | 4 | BLMES.E5L7 | TCSM.A5L7.B1 |  |  |  | 4 | BLMES.E5R7 | TCSM.A5R7.B2
40 | TCP.A6.L7.B1 | 1 | 1 |  |  |  |  | 40 | TCP.A6.R7.B2 | 1 | 1 | BJBAP.D6R7 | 15 | 5 | 2 |  |  | 5 | BLMEI.F5L7 | TCSG.A5L7.B1 |  |  |  | 5 | BLMEI.F5R7 | TCSG.A5R7.B2
41 | TCP.B6.L7.B1 | 1 | 1 | BJBAP.D6L7 | 15 | 5 | 2 | 41 | TCP.B6.R7.B2 | 1 | 1 | [6 empty] | 6 | BLMES.F5L7 | TCSG.A5L7.B1 |  |  |  | 6 | BLMES.F5R7 | TCSG.A5R7.B2
42 | TCP.C6.L7.B1 | 1 | 1 |  |  |  |  | 42 | TCP.C6.R7.B2 | 1 | 1
43 | TCP.D6.L7.B1 | 1 | 1 |  |  |  |  | 43 | TCP.D6.R7.B2 | 1 | 1 |  |  |  |  | BJBAP.D5L7 | 9-1 | 1 | BLMEI.G5L7 | TCSM.B5L7.B1 |  | BJBAP.D5R7 | 9-1 | 1 | BLMEI.G5R7 | TCSM.B5R7.B2
44 | TLCA.E6.L7.B2 | 1 | 1 | BJBAP.E6L7 | 16 | 6 | 2 | 44 | TLCA.E6.R7.B1 | 1 | 1 | BJBAP.E6R7 | 16 | 6 | 2 |  |  | 2 | BLMES.G5L7 | TCSM.B5L7.B1 |  |  |  | 2 | BLMES.G5R7 | TCSM.B5R7.B2
45 | TLCA.A7.L7.B2 | 1 | 1 |  |  |  |  | 45 | TLCA.A7.R7.B1 | 1 | 1 | [6 empty] | 3 | BLMEI.H5L7 | TCSG.B5L7.B1 |  |  |  | 3 | BLMEI.H5R7 | TCSG.B5R7.B2
46 | MQTLH.C6L7 | 6 |  | BJBAP.F6L7 | 17 | 7 | 2 | 46 | MQTLH.C6R7 | 6 |  | BJBAP.F6R7 | 17 | 7 | 2 |  |  | 4 | BLMES.H5L7 | TCSG.B5L7.B1 |  |  |  | 4 | BLMES.H5R7 | TCSG.B5R7.B2
47 | MQ.7L7 | 6 |  | BJBAP.A7L7 | 18 | 8 | 2 |  | DFBAN.7R7 |  |  | BJBAP.A7R7 | [5 empty] | 5 | BLMEI.I5L7 | TCSG.C5L7.B2 |  |  |  | 5 | BLMEI.I5R7 | TCSG.C5R7.B1
48 | MBA.8L7 | 6 |  | BJBAP.A8L7 | 19 | 9 | 2 | 47 | MQ.7R7 | 6 |  | BJBAP.B7R7 | 18 | 8 | 2 |  |  | 6 | BLMES.I5L7 | TCSG.C5L7.B2 |  |  |  | 6 | BLMES.I5R7 | TCSG.C5R7.B1
49 | MQ.8L7 | 6 |  | BJBAP.B8L7 | 20 | 10 | 2 | 48 | MBA.8R7 | 6 |  | BJBAP.A8R7 | 19 | 9 | 2
50 | MQ.9L7 | 6 |  | BJBAP.A9L7 | 21 | 1 | 3 | 49 | MQ.8R7 | 6 |  | BJBAP.B8R7 | 20 | 10 | 2 | BJBAP.E5L7 | 10-1 | 1 | BLMEI.L5L7 | TCSM.C5L7.B2 |  | BJBAP.E5R7 | 10-1 | 1 | BLMEI.L5R7 | TCSM.C5R7.B1
51 | MQ.10L7 | 6 |  | BJBAP.A10L7 | 22 | 2 | 3 | 50 | MQ.9R7 | 6 |  | BJBAP.A9R7 | 21 | 1 | 3 |  |  | 2 | BLMES.L5L7 | TCSM.C5L7.B2 |  |  |  | 2 | BLMES.L5R7 | TCSM.C5R7.B1
52 | MBA.11L7 | 6 |  | BJBAP.A11L7 | 23 | 3 | 3 | 51 | MQ.10R7 | 6 |  | BJBAP.A10R7 | 22 | 2 | 3 |  |  | 3 | BLMEI.M5L7 | TCSG.D5L7.B2 |  |  |  | 3 | BLMEI.M5R7 | TCSG.D5R7.B1
53 | MQ.11L7 | 6 |  | BJBAP.B11L7 | 24 | 4 | 3 | 52 | MBA.11R7 | 6 |  | BJBAP.A11R7 | 23 | 3 | 3 |  |  | 4 | BLMES.M5L7 | TCSG.D5L7.B2 |  |  |  | 4 | BLMES.M5R7 | TCSG.D5R7.B1
[8 empty] | 53 | MQ.11R7 | 6 |  | BJBAP.B11R7 | 24 | 4 | 3 |  |  | 5 | BLMEI.N5L7 | TCSM.D5L7.B2 |  |  |  | 5 | BLMEI.N5R7 | TCSM.D5R7.B1
[18 empty] | 6 | BLMES.N5L7 | TCSM.D5L7.B2 |  |  |  | 6 | BLMES.N5R7 | TCSM.D5R7.B1
|  | 7 Left | [5 empty] | IP 7 |  | 7 Rigth | [8 empty] | 7 Left |  | IP 7 |  |  |  | 7 Right
[5 empty] | RR73-BY01 | [7 empty] | RR77-BY01 |  |  | Patch | Front end el. |  | Monitor | Location |  | Patch | Front end el. |  | Monitor | Location
| Location | N. BL |  | Patch | CFC | IN | CR |  | Location | N. BL |  | Patch | CFC | IN | CR |  | in-chas. | ch |  |  |  |  | in-chas. | ch
[16 empty] | BJBAP.F5L7 | 1-2 | 1 | BLMEI.O5L7 | TCSG.E5L7.B2 |  | BJBAP.F5R7 | 1-2 | 1 | BLMEI.O5R7 | TCSG.E5R7.B1
54 | MQ.12L7 | 6 |  | BYPLM.A12L7 | 25 |  |  | 54 | MQ.12R7 | 6 |  | BYPLM.A12R7 | 25 |  |  |  |  | 2 | BLMES.O5L7 | TCSG.E5L7.B2 |  |  |  | 2 | BLMES.O5R7 | TCSG.E5R7.B1
55 | MQ.13L7 | 6 |  | BYPLM.A13L7 | 26 |  |  | 55 | MQ.13R7 | 6 |  | BYPLM.A13R7 | 26 |  |  |  |  | 3 | BLMEI.P5L7 | TCSM.E5L7.B2 |  |  |  | 3 | BLMEI.P5R7 | TCSM.E5R7.B1
56 | MQ.14L7 | 6 |  | BYPLM.A14L7 | 27 |  |  | 56 | MQ.14R7 | 6 |  | BYPLM.A14R7 | 27 |  |  |  |  | 4 | BLMES.P5L7 | TCSM.E5L7.B2 |  |  |  | 4 | BLMES.P5R7 | TCSM.E5R7.B1
57 | MQ.15L7 | 6 |  | BYPLM.A15L7 | 28 |  |  | 57 | MQ.15R7 | 6 |  | BYPLM.A15R7 | 28
58 | MQ.16L7 | 6 |  | BYPLM.A16L7 | 29 |  |  | 58 | MQ.16R7 | 6 |  | BYPLM.A16R7 | 29 |  |  | BJBAP.A6L7 | 2-2 | 1 | BLMEI.A6L7 | TCSG.6L7.B2 |  | BJBAP.A6R7 | 2-2 | 1 | BLMEI.A6R7 | TCSG.6R7.B1
59 | MQ.17L7 | 6 |  | BYPLM.A17L7 | 30 |  |  | 59 | MQ.17R7 | 6 |  | BYPLM.A17R7 | 30 |  |  |  |  | 2 | BLMES.A6L7 | TCSG.6L7.B2 |  |  |  | 2 | BLMES.A6R7 | TCSG.6R7.B1
60 | MQ.18L7 | 6 |  | BYPLM.A18L7 | 31 |  |  | 60 | MQ.18R7 | 6 |  | BYPLM.A18R7 | 31 |  |  |  |  | 3 | BLMEI.B6L7 | TCSM.6L7.B2 |  |  |  | 3 | BLMEI.B6R7 | TCSM.6R7.B1
61 | MQ.19L7 | 6 |  | BYPLM.A19L7 | 32 |  |  | 61 | MQ.19R7 | 6 |  | BYPLM.A19R7 | 32 |  |  |  |  | 4 | BLMES.B6L7 | TCSM.6L7.B2 |  |  |  | 4 | BLMES.B6R7 | TCSM.6R7.B1
62 | MQ.20L7 | 6 |  | BYPLM.A20L7 | 33 |  |  | 62 | MQ.20R7 | 6 |  | BYPLM.A20R7 | 33 |  |  |  |  | 5 | BLMEI.C6L7 | TLCA.A6L7.B2 |  |  |  | 5 | BLMEI.C6R7 | TLCA.A6R7.B1
63 | MQ.21L7 | 6 |  | BYPLM.A21L7 | 34 |  |  | 63 | MQ.21R7 | 6 |  | BYPLM.A21R7 | 34 |  |  |  |  | 6 | BLMES.C6L7 | TLCA.A6L7.B2 |  |  |  | 6 | BLMES.C6R7 | TLCA.A6R7.B1
64 | MQ.22L7 | 6 |  | BYPLM.A22L7 | 35 |  |  | 64 | MQ.22R7 | 6 |  | BYPLM.A22R7 | 35 |  |  |  |  | 7 | BLMEI.D6L7 | TCSM.A6L7.B1 |  |  |  | 7 | BLMEI.D6R7 | TCSM.A6R7.B2
65 | MQ.23L7 | 6 |  | BYPLM.A23L7 | 36 |  |  | 65 | MQ.23R7 | 6 |  | BYPLM.A23R7 | 36 |  |  |  |  | 8 | BLMES.D6L7 | TCSM.A6L7.B1 |  |  |  | 8 | BLMES.D6R7 | TCSM.A6R7.B2
66 | MQ.24L7 | 6 |  | BYPLM.A24L7 | 37 |  |  | 66 | MQ.24R7 | 6 |  | BYPLM.A24R7 | 37
67 | MQ.25L7 | 6 |  | BYPLM.A25L7 | 38 |  |  | 67 | MQ.25R7 | 6 |  | BYPLM.A25R7 | 38 |  |  | BJBAP.B6L7 | 3-2 | 1 | BLMEI.E6L7 | TCSG.A6L7.B1 |  | BJBAP.B6L7 | 3-2 | 1 | BLMEI.E6R7 | TCSG.A6R7.B2
68 | MQ.26L7 | 6 |  | BYPLM.A26L7 | 39 |  |  | 68 | MQ.26R7 | 6 |  | BYPLM.A26R7 | 39 |  |  |  |  | 2 | BLMES.E6L7 | TCSG.A6L7.B1 |  |  |  | 2 | BLMES.E6R7 | TCSG.A6R7.B2
69 | MQ.27L7 | 6 |  | BYPLM.A27L7 | 40 |  |  | 69 | MQ.27R7 | 6 |  | BYPLM.A27R7 | 40 |  |  |  |  | 3 | BLMEI.F6L7 | TCSM.B6L7.B1 |  |  |  | 3 | BLMEI.F6R7 | TCSM.B6R7.B2
70 | MQ.28L7 | 6 |  | BYPLM.A28L7 | 41 |  |  | 70 | MQ.28R7 | 6 |  | BYPLM.A28R7 | 41 |  |  |  |  | 4 | BLMES.F6L7 | TCSM.B6L7.B1 |  |  |  | 4 | BLMES.F6R7 | TCSM.B6R7.B2
71 | MQ.29L7 | 6 |  | BYPLM.A29L7 | 42 |  |  | 71 | MQ.29R7 | 6 |  | BYPLM.A29R7 | 42 |  |  |  |  | 5 | BLMEI.G6L7 | TCSG.B6L7.B1 |  |  |  | 5 | BLMEI.G6R7 | TCSG.B6R7.B2
72 | MQ.30L7 | 6 |  | BYPLM.A30L7 | 43 |  |  | 72 | MQ.30R7 | 6 |  | BYPLM.A30R7 | 43 |  |  |  |  | 6 | BLMES.G6L7 | TCSG.B6L7.B1 |  |  |  | 6 | BLMES.G6R7 | TCSG.B6R7.B2
73 | MQ.31L7 | 6 |  | BYPLM.A31L7 | 44 |  |  | 73 | MQ.31R7 | 6 |  | BYPLM.A31R7 | 44
74 | MQ.32L7 | 6 |  | BYPLM.A32L7 | 45 |  |  | 74 | MQ.32R7 | 6 |  | BYPLM.A32R7 | 45 |  |  | BJBAP.C6L7 | 4-2 | 1 | BLMEI.H6L7 | TLCA.A6L7.B2 |  | BJBAP.C6R7 | 4-2 | 1 | BLMEI.H6R7 | TLCA.A6R7.B1
75 | MQ.33L7 | 6 |  | BYPLM.A33L7 | 46 |  |  | 75 | MQ.33R7 | 6 |  | BYPLM.A33R7 | 46 |  |  |  |  | 2 | BLMES.H6L7 | TLCA.A6L7.B2 |  |  |  | 2 | BLMES.H6R7 | TLCA.A6R7.B1
[8 empty] | 76 | MQ.34R7 | 6 |  | BYPLM.A34R7 | 47 |  |  |  |  | 3 | BLMEI.I6L7 | TCHSS.6L7.B1 |  |  |  | 1 | BLMEI.I6R7 | TCHSS.6R7.B2
[18 empty] | 4 | BLMES.I6L7 | TCHSS.6L7.B1 |  |  |  | 2 | BLMES.I6R7 | TCHSS.6R7.B2
[18 empty] | 5 | BLMEI.L6L7 | TCHSH.6L7.B1 |  |  |  | 3 | BLMEI.L6R7 | TCHSH.6R7.B2
[18 empty] | 6 | BLMES.L6L7 | TCHSH.6L7.B1 |  |  |  | 4 | BLMES.L6R7 | TCHSH.6R7.B2
[18 empty] | 7 | BLMEI.M6L7 | TCHSV.6L7.B1 |  |  |  | 5 | BLMEI.M6R7 | TCHSV.6R7.B2
[18 empty] | 8 | BLMES.M6L7 | TCHSV.6L7.B1 |  |  |  | 6 | BLMES.M6R7 | TCHSV.6R7.B2
[16 empty] | BJBAP.D6L7 | 5-2 | 1 | BLMEI.N6L7 | TCP.A6.L7.B1 |  | BJBAP.D6R7 | 5-2 | 1 | BLMEI.N6R7 | TCP.A6.R7.B2
[18 empty] | 2 | BLMES.N6L7 | TCP.A6.L7.B1 |  |  |  | 2 | BLMES.N6R7 | TCP.A6.R7.B2
| Monitors | IC | SEM | Channels | CFC | [12 empty] | 3 | BLMEI.O6L7 | TCP.B6.L7.B1 |  |  |  | 3 | BLMEI.O6R7 | TCP.B6.R7.B2
[18 empty] | 4 | BLMES.O6L7 | TCP.B6.L7.B1 |  |  |  | 4 | BLMES.O6R7 | TCP.B6.R7.B2
Left | 75 | 235 | 43 | 278 | 46
Right | 76 | 241 | 43 | 284 | 47 | [10 empty] | BJBAP.E6L7 | 6-2 | 1 | BLMEI.P6L7 | TCP.C6.L7.B1 |  | BJBAP.E6R7 | 6-2 | 1 | BLMEI.P6R7 | TCP.C6.R7.B2
[18 empty] | 2 | BLMES.P6L7 | TCP.C6.L7.B1 |  |  |  | 2 | BLMES.P6R7 | TCP.C6.R7.B2
Total | 151 | 476 | 86 | 562 | 93 | [12 empty] | 3 | BLMEI.Q6L7 | TCP.D6.L7.B1 |  |  |  | 3 | BLMEI.Q6R7 | TCP.D6.R7.B2
[18 empty] | 4 | BLMES.Q6L7 | TCP.D6.L7.B1 |  |  |  | 4 | BLMES.Q6R7 | TCP.D6.R7.B2
[18 empty] | 5 | BLMEI.R6L7 | TCLA.E6.L7.B2 |  |  |  | 5 | BLMEI.R6R7 | TCLA.E6.R7.B1
[18 empty] | 6 | BLMES.R6L7 | TCLA.E6.L7.B2 |  |  |  | 6 | BLMES.R6R7 | TCLA.E6.R7.B1
[18 empty] | 7 | BLMEI.S6L7 | TLCA.A7.L7.B2 |  |  |  | 7 | BLMEI.S6R7 | TLCA.A7.R7.B1
[18 empty] | 8 | BLMES.S6L7 | TLCA.A7.L7.B2 |  |  |  | 8 | BLMES.S6R7 | TLCA.A7.R7.B1

## Sig, HT, Q11, Q12
| CERN ST/EL | [17 empty] | PAGE :
| DIC |  | DEMANDE D'INSTALLATION DE CABLES | [8 empty] | DATE D'EMISSION : |  | VERSION : | Réservé ST-EL
|  |  | DEMANDEUR : | FERIOLI |  | DESCRIPTION : | Beam Loss |  |  |  |  | FIN TRAVAUX DEMANDE : |  |  | RECU LE:
|  |  | TEL : | 75583 |  | DIVISION : | [5 empty] | CODE BUDGETAIRE : | 96534 |  | No. DT:
|  |  | BEEP : |  |  | GROUPE : | [5 empty] | NOM SIGNATURE AUTORISE : |  |  | AFFAIRE :
| COMMENTAIRES : | [13 empty] | ACTIVITE :
| BLM LHC cablage Signal et HT local pour Q1--- Q11 L/R | [13 empty] | OSE :
BLM LHC cablage Signal et HT local pour Q12--- Q34 L/R
|  | 5 | 4 | 20 | 6 | 12 | 12 | 3 | 4 | 7 | 7 | 6 | 12 | 12 | 3 | 4 | 7 | 7
No. Cable | No | TYPE | RE- | FONCTION DU CABLE |  |  | ORIGINE | [6 empty] | DESTINATION |  |  |  |  | LON- | No. Cable
(par ST-EL) |  | CABLE | SEAU |  | OUVRAG | EQUIPEMENT | ELEMENT | POSV | POSH | CONNECT | CONVN | OUVRAG | EQUIPEMENT | ELEMENT | POSV | POSH | CONNECT | CONVN | GUEUR | (par ST-EL)
| 1 | CB50 |  | Analog signal |  | BJBAP.A11L7 |  | IN 1 |  | 1B50PMT |  |  | BLM.A11A.L7 | MQ.11L3 | Sout |  | 1B50PMT
| 2 | CB50 |  | Analog signal |  | BJBAP.A11L7 |  | IN 2 |  | 1B50PMT |  |  | BLM.A11B.L7 | MQ.11L3 | Sout |  | 1B50PMT
| 3 | CB50 |  | Analog signal |  | BJBAP.A11L7 |  | IN 3 |  | 1B50PMT |  |  | BLM.A11C.L7 | MQ.11L3 | Sout |  | 1B50PMT
| 4 | CB50 |  | Analog signal |  | BJBAP.A11L7 |  | IN 4 |  | 1B50PMT |  |  | BLM.A11D.L7 | MQ.11L3 | Sout |  | 1B50PMT
| 5 | CB50 |  | Analog signal |  | BJBAP.A11L7 |  | IN 5 |  | 1B50PMT |  |  | BLM.A11E.L7 | MQ.11L3 | Sout |  | 1B50PMT
| 6 | CB50 |  | Analog signal |  | BJBAP.A11L7 |  | IN 6 |  | 1B50PMT |  |  | BLM.A11F.L7 | MQ.11L3 | Sout |  | 1B50PMT
| 7 | CBH50 |  | High voltage |  | BJBHT.A11L7 |  | HVout |  | 1B50PFH |  |  | BLM.A11A.L7 | MQ.11L3 | HVin |  | 1B50PFH
| 8 | CBH50 |  | High voltage |  | BLM.A11A.L7 | MQ.11L2 | HVout |  | 1B50PFH |  |  | BLM.A11B.L7 | MQ.11L3 | HVin |  | 1B50PFH
| 9 | CBH50 |  | High voltage |  | BLM.A11B.L7 | MQ.11L2 | HVout |  | 1B50PFH |  |  | BLM.A11C.L7 | MQ.11L3 | HVin |  | 1B50PFH
| 10 | CBH50 |  | High voltage |  | BLM.A11C.L7 | MQ.11L2 | HVout |  | 1B50PFH |  |  | BLM.A11D.L7 | MQ.11L3 | HVin |  | 1B50PFH
| 11 | CBH50 |  | High voltage |  | BLM.A11D.L7 | MQ.11L2 | HVout |  | 1B50PFH |  |  | BLM.A11E.L7 | MQ.11L3 | HVin |  | 1B50PFH
| 12 | CBH50 |  | High voltage |  | BLM.A11E.L7 | MQ.11L2 | HVout |  | 1B50PFH |  |  | BLM.A11F.L7 | MQ.11L3 | HVin |  | 1B50PFH
| 13 | CBH50 |  | High voltage |  | BLM.A11F.L7 | MQ.11L2 | HVout |  | 1B50PFH |  |  | BJBAP.A11L7 |  | HVin |  | 1B50PFH
| 14 | CB50 |  | Analog signal |  | BYPLM.A12L7 |  | IN 1 |  | 1B50PMT |  |  | BLM.A12A.L7 | MQ.12L3 | Sout |  | 1B50PMT
| 15 | CB50 |  | Analog signal |  | BYPLM.A12L7 |  | IN 2 |  | 1B50PMT |  |  | BLM.A12B.L7 | MQ.12L3 | Sout |  | 1B50PMT
| 16 | CB50 |  | Analog signal |  | BYPLM.A12L7 |  | IN 3 |  | 1B50PMT |  |  | BLM.A12C.L7 | MQ.12L3 | Sout |  | 1B50PMT
| 17 | CB50 |  | Analog signal |  | BYPLM.A12L7 |  | IN 4 |  | 1B50PMT |  |  | BLM.A12D.L7 | MQ.12L3 | Sout |  | 1B50PMT
| 18 | CB50 |  | Analog signal |  | BYPLM.A12L7 |  | IN 5 |  | 1B50PMT |  |  | BLM.A12E.L7 | MQ.12L3 | Sout |  | 1B50PMT
| 19 | CB50 |  | Analog signal |  | BYPLM.A12L7 |  | IN 6 |  | 1B50PMT |  |  | BLM.A12F.L7 | MQ.12L3 | Sout |  | 1B50PMT
| 20 | CBH50 |  | High voltage |  | BJBHT.A12L7 |  | HVout |  | 1B50PFH |  |  | BLM.A12A.L7 | MQ.12L3 | HVin |  | 1B50PFH
| 21 | CBH50 |  | High voltage |  | BLM.A12A.L7 | MQ.12L2 | HVout |  | 1B50PFH |  |  | BLM.A12B.L7 | MQ.12L3 | HVin |  | 1B50PFH
| 22 | CBH50 |  | High voltage |  | BLM.A12B.L7 | MQ.12L2 | HVout |  | 1B50PFH |  |  | BLM.A12C.L7 | MQ.12L3 | HVin |  | 1B50PFH
| 23 | CBH50 |  | High voltage |  | BLM.A12C.L7 | MQ.12L2 | HVout |  | 1B50PFH |  |  | BLM.A12D.L7 | MQ.12L3 | HVin |  | 1B50PFH
| 24 | CBH50 |  | High voltage |  | BLM.A12D.L7 | MQ.12L2 | HVout |  | 1B50PFH |  |  | BLM.A12E.L7 | MQ.12L3 | HVin |  | 1B50PFH
| 25 | CBH50 |  | High voltage |  | BLM.A12E.L7 | MQ.12L2 | HVout |  | 1B50PFH |  |  | BLM.A12F.L7 | MQ.12L3 | HVin |  | 1B50PFH
| 26 | CBH50 |  | High voltage |  | BLM.A12F.L7 | MQ.12L2 | HVout |  | 1B50PFH |  |  | BYPLM.A12L7 |  | HVin |  | 1B50PFH

## Left7
| CERN ST/EL | [17 empty] | PAGE :
| DIC |  | DEMANDE D'INSTALLATION DE CABLES | [8 empty] | DATE D'EMISSION : |  | VERSION : | Réservé ST-EL
|  |  | DEMANDEUR : | FERIOLI |  | DESCRIPTION : | Beam Loss |  |  |  |  | FIN TRAVAUX DEMANDE : |  |  | RECU LE:
|  |  | TEL : | 75583 |  | DIVISION : | AB |  |  |  |  | CODE BUDGETAIRE : | 96534 |  | No. DT:
|  |  | BEEP : |  |  | GROUPE : | BDI |  |  |  |  | NOM SIGNATURE AUTORISE : | Ferioli |  | AFFAIRE :
| COMMENTAIRES : |  |  | Point 7 left | [10 empty] | ACTIVITE :
OSE :
|  | 5 | 4 | 20 | 6 | 12 | 12 | 3 | 4 | 7 | 7 | 6 | 12 | 12 | 3 | 4 | 7 | 7
No. Cable | No | TYPE | RE- | FONCTION DU CABLE |  |  | ORIGINE | [6 empty] | DESTINATION |  |  |  |  | LON- | No. Cable
(par ST-EL) |  | CABLE | SEAU |  | OUVRAG | EQUIPEMENT | ELEMENT | POSV | POSH | CONNECT | CONVN | OUVRAG | EQUIPEMENT | ELEMENT | POSV | POSH | CONNECT | CONVN | GUEUR | (par ST-EL)
| 1 | CB50 |  | Analog signal |  | BJBAP.A4L7 |  | IN 1 |  | 1B50PMT |  |  | BLMEI.A4L7 | TCSM.A4L7.B1 | Sout |  | 1B50PMT
| 2 | CB50 |  | Analog signal |  | BJBAP.A4L7 |  | IN 2 |  | 1B50PMT |  |  | BLMES.A4L7 | TCSM.A4L7.B1 | Sout |  | 1B50PMT
| 3 | CB50 |  | Analog signal |  | BJBAP.A4L7 |  | IN 3 |  | 1B50PMT |  |  | BLMEI.B4L7 | TCSG.A4L7.B1 | Sout |  | 1B50PMT
| 4 | CB50 |  | Analog signal |  | BJBAP.A4L7 |  | IN 4 |  | 1B50PMT |  |  | BLMES.B4L7 | TCSG.A4L7.B1 | Sout |  | 1B50PMT
| 5 | CB50 |  | Analog signal |  | BJBAP.A4L7 |  | IN 5 |  | 1B50PMT |  |  | BLMEI.C4L7 | TCSM.B4L7.B1 | Sout |  | 1B50PMT
| 6 | CB50 |  | Analog signal |  | BJBAP.A4L7 |  | IN 6 |  | 1B50PMT |  |  | BLMES.C4L7 | TCSM.B4L7.B1 | Sout |  | 1B50PMT
1 | 7 | CBH50 |  | High voltage |  | BJBHT.A4L7 |  | HVout |  | 1HVPF |  |  | BLMEI.A4L7 | TCSM.A4L7.B1 | HVin |  | 1HVPF
2 | 8 | CBH50 |  | High voltage |  | BLMES.A4L7 | TCSM.A4L7.B1 | HVout |  | 1HVPF |  |  | BLMEI.B4L7 | TCSG.A4L7.B1 | HVin |  | 1HVPF
3 | 9 | CBH50 |  | High voltage |  | BLMES.B4L7 | TCSG.A4L7.B1 | HVout |  | 1HVPF |  |  | BLMEI.C4L7 | TCSM.B4L7.B1 | HVin |  | 1HVPF
4 | 10 | CBH50 |  | High voltage |  | BLMES.C4L7 | TCSM.B4L7.B1 | HVout |  | 1HVPF |  |  | BJBAP.A4L7 |  | HVin |  | 1HVPF
| 11 | CB50 |  | Analog signal |  | BJBAP.B4L7 |  | IN 1 |  | 1B50PMT |  |  | BLMEI.D4L7 | TCSG.B4L7.B1 | Sout |  | 1B50PMT
| 12 | CB50 |  | Analog signal |  | BJBAP.B4L7 |  | IN 2 |  | 1B50PMT |  |  | BLMES.D4L7 | TCSG.B4L7.B1 | Sout |  | 1B50PMT
| 13 | CB50 |  | Analog signal |  | BJBAP.B4L7 |  | IN 3 |  | 1B50PMT |  |  | BLMEI.E4L7 | TCSG.A4L7.B2 | Sout |  | 1B50PMT
| 14 | CB50 |  | Analog signal |  | BJBAP.B4L7 |  | IN 4 |  | 1B50PMT |  |  | BLMES.E4L7 | TCSG.A4L7.B2 | Sout |  | 1B50PMT
| 15 | CB50 |  | Analog signal |  | BJBAP.B4L7 |  | IN 5 |  | 1B50PMT |  |  | BLMEI.F4L7 | TCSM.A4L7.B2 | Sout |  | 1B50PMT
| 16 | CB50 |  | Analog signal |  | BJBAP.B4L7 |  | IN 6 |  | 1B50PMT |  |  | BLMES.F4L7 | TCSM.A4L7.B2 | Sout |  | 1B50PMT
5 | 17 | CBH50 |  | High voltage |  | BJBHT.B4L7 |  | HVout |  | 1HVPF |  |  | BLMEI.D4L7 | TCSG.B4L7.B1 | HVin |  | 1HVPF
6 | 18 | CBH50 |  | High voltage |  | BLMES.D4L7 | TCSG.B4L7.B1 | HVout |  | 1HVPF |  |  | BLMEI.E4L7 | TCSG.A4L7.B2 | HVin |  | 1HVPF
7 | 19 | CBH50 |  | High voltage |  | BLMES.E4L7 | TCSG.A4L7.B2 | HVout |  | 1HVPF |  |  | BLMEI.F4L7 | TCSM.A4L7.B2 | HVin |  | 1HVPF
8 | 20 | CBH50 |  | High voltage |  | BLMES.F4L7 | TCSM.A4L7.B2 | HVout |  | 1HVPF |  |  | BJBAP.B4L7 |  | HVin |  | 1HVPF
| 21 | CB50 |  | Analog signal |  | BJBAP.D4L7 |  | IN 1 |  | 1B50PMT |  |  | BLMEI.G4L7 | TCSM.C4L7.B1 | Sout |  | 1B50PMT
| 22 | CB50 |  | Analog signal |  | BJBAP.D4L7 |  | IN 2 |  | 1B50PMT |  |  | BLMES.G4L7 | TCSM.C4L7.B1 | Sout |  | 1B50PMT
| 23 | CB50 |  | Analog signal |  | BJBAP.D4L7 |  | IN 3 |  | 1B50PMT |  |  | BLMEI.H4L7 | TCSG.C4L7.B1 | Sout |  | 1B50PMT
| 24 | CB50 |  | Analog signal |  | BJBAP.D4L7 |  | IN 4 |  | 1B50PMT |  |  | BLMES.H4L7 | TCSG.C4L7.B1 | Sout |  | 1B50PMT
| 25 | CB50 |  | Analog signal |  | BJBAP.D4L7 |  | IN 5 |  | 1B50PMT |  |  | BLMEI.I4L7 | TCSG.B4L7.B2 | Sout |  | 1B50PMT
| 26 | CB50 |  | Analog signal |  | BJBAP.D4L7 |  | IN 6 |  | 1B50PMT |  |  | BLMES.I4L7 | TCSG.B4L7.B2 | Sout |  | 1B50PMT
9 | 27 | CBH50 |  | High voltage |  | BJBHT.D4L7 |  | HVout |  | 1HVPF |  |  | BLMEI.G4L7 | TCSM.C4L7.B1 | HVin |  | 1HVPF |  |  |  | BLMI.D5L7 | TCSM.B5L7.B2
10 | 28 | CBH50 |  | High voltage |  | BLMES.G4L7 | TCSM.C4L7.B1 | HVout |  | 1HVPF |  |  | BLMEI.H4L7 | TCSG.C4L7.B1 | HVin |  | 1HVPF |  |  |  | BLMI.D5L7 | TCSM.B5L7.B2
11 | 29 | CBH50 |  | High voltage |  | BLMES.H4L7 | TCSG.C4L7.B1 | HVout |  | 1HVPF |  |  | BLMEI.I4L7 | TCSG.B4L7.B2 | HVin |  | 1HVPF
12 | 30 | CBH50 |  | High voltage |  | BLMES.I4L7 | TCSG.B4L7.B2 | HVout |  | 1HVPF |  |  | BJBAP.D4L7 |  | HVin |  | 1HVPF
| CERN ST/EL | [17 empty] | PAGE :
| DIC |  | DEMANDE D'INSTALLATION DE CABLES | [8 empty] | DATE D'EMISSION : |  | VERSION : | Réservé ST-EL
|  |  | DEMANDEUR : | FERIOLI |  | DESCRIPTION : | Beam Loss |  |  |  |  | FIN TRAVAUX DEMANDE : |  |  | RECU LE:
|  |  | TEL : | 75583 |  | DIVISION : | AB |  |  |  |  | CODE BUDGETAIRE : | 96534 |  | No. DT:
|  |  | BEEP : |  |  | GROUPE : | BDI |  |  |  |  | NOM SIGNATURE AUTORISE : | Ferioli |  | AFFAIRE :
| COMMENTAIRES : |  |  | Point 7 left | [10 empty] | ACTIVITE :
OSE :
|  | 5 | 4 | 20 | 6 | 12 | 12 | 3 | 4 | 7 | 7 | 6 | 12 | 12 | 3 | 4 | 7 | 7
No. Cable | No | TYPE | RE- | FONCTION DU CABLE |  |  | ORIGINE | [6 empty] | DESTINATION |  |  |  |  | LON- | No. Cable
(par ST-EL) |  | CABLE | SEAU |  | OUVRAG | EQUIPEMENT | ELEMENT | POSV | POSH | CONNECT | CONVN | OUVRAG | EQUIPEMENT | ELEMENT | POSV | POSH | CONNECT | CONVN | GUEUR | (par ST-EL)
| 31 | CB50 |  | Analog signal |  | BJBAP.E4L7 |  | IN 1 |  | 1B50PMT |  |  | BLMEI.L4L7 | TCSM.B4L7.B2 | Sout |  | 1B50PMT
| 32 | CB50 |  | Analog signal |  | BJBAP.E4L7 |  | IN 2 |  | 1B50PMT |  |  | BLMES.L4L7 | TCSM.B4L7.B2 | Sout |  | 1B50PMT
| 33 | CB50 |  | Analog signal |  | BJBAP.E4L7 |  | IN 3 |  | 1B50PMT |  |  | BLMEI.M4L7 | TCSM.D4L7.B1 | Sout |  | 1B50PMT
| 34 | CB50 |  | Analog signal |  | BJBAP.E4L7 |  | IN 4 |  | 1B50PMT |  |  | BLMES.M4L7 | TCSM.D4L7.B1 | Sout |  | 1B50PMT
| 35 | CB50 |  | Analog signal |  | BJBAP.E4L7 |  | IN 5 |  | 1B50PMT |  |  | BLMEI.N4L7 | TCSG.D4L7.B1 | Sout |  | 1B50PMT
| 36 | CB50 |  | Analog signal |  | BJBAP.E4L7 |  | IN 6 |  | 1B50PMT |  |  | BLMES.N4L7 | TCSG.D4L7.B1 | Sout |  | 1B50PMT
13 | 37 | CBH50 |  | High voltage |  | BJBHT.E4L7 |  | HVout |  | 1HVPF |  |  | BLMEI.L4L7 | TCSM.B4L7.B2 | HVin |  | 1HVPF
14 | 38 | CBH50 |  | High voltage |  | BLMES.L4L7 | TCSM.B4L7.B2 | HVout |  | 1HVPF |  |  | BLMEI.M4L7 | TCSM.D4L7.B1 | HVin |  | 1HVPF
15 | 39 | CBH50 |  | High voltage |  | BLMES.M4L7 | TCSM.D4L7.B1 | HVout |  | 1HVPF |  |  | BLMEI.N4L7 | TCSG.D4L7.B1 | HVin |  | 1HVPF
16 | 40 | CBH50 |  | High voltage |  | BLMES.N4L7 | TCSG.D4L7.B1 | HVout |  | 1HVPF |  |  | BJBAP.E4L7 |  | HVin |  | 1HVPF
| 41 | CB50 |  | Analog signal |  | BJBAP.B5L7 |  | IN 1 |  | 1B50PMT |  |  | BLMEI.A5L7 | TCSG.A5L7.B2 | Sout |  | 1B50PMT
| 42 | CB50 |  | Analog signal |  | BJBAP.B5L7 |  | IN 2 |  | 1B50PMT |  |  | BLMES.A5L7 | TCSG.A5L7.B2 | Sout |  | 1B50PMT
| 43 | CB50 |  | Analog signal |  | BJBAP.B5L7 |  | IN 3 |  | 1B50PMT |  |  | BLMEI.B5L7 | TCSM.A5L7.B2 | Sout |  | 1B50PMT
| 44 | CB50 |  | Analog signal |  | BJBAP.B5L7 |  | IN 4 |  | 1B50PMT |  |  | BLMES.B5L7 | TCSM.A5L7.B2 | Sout |  | 1B50PMT
| 45 | CB50 |  | Analog signal |  | BJBAP.B5L7 |  | IN 5 |  | 1B50PMT |  |  | BLMEI.C5L7 | TCSG.B5L7.B2 | Sout |  | 1B50PMT
| 46 | CB50 |  | Analog signal |  | BJBAP.B5L7 |  | IN 6 |  | 1B50PMT |  |  | BLMES.C5L7 | TCSM.B5L7.B2 | Sout |  | 1B50PMT
17 | 47 | CBH50 |  | High voltage |  | BJBHT.B5L7 |  | HVout |  | 1HVPF |  |  | BLMEI.A5L7 | TCSG.A5L7.B2 | HVin |  | 1HVPF
18 | 48 | CBH50 |  | High voltage |  | BLMES.A5L7 | TCSG.A5L7.B2 | HVout |  | 1HVPF |  |  | BLMEI.B5L7 | TCSM.A5L7.B2 | HVin |  | 1HVPF
19 | 49 | CBH50 |  | High voltage |  | BLMES.B5L7 | TCSM.A5L7.B2 | HVout |  | 1HVPF |  |  | BLMEI.C5L7 | TCSG.B5L7.B2 | HVin |  | 1HVPF
20 | 50 | CBH50 |  | High voltage |  | BLMES.C5L7 | TCSG.B5L7.B2 | HVout |  | 1HVPF |  |  | BJBAP.B5L7 |  | HVin |  | 1HVPF
| 51 | CB50 |  | Analog signal |  | BJBAP.C5L7 |  | IN 1 |  | 1B50PMT |  |  | BLMEI.D5L7 | TCSM.B5L7.B2 | Sout |  | 1B50PMT
| 52 | CB50 |  | Analog signal |  | BJBAP.C5L7 |  | IN 2 |  | 1B50PMT |  |  | BLMES.D5L7 | TCSM.B5L7.B2 | Sout |  | 1B50PMT
| 53 | CB50 |  | Analog signal |  | BJBAP.C5L7 |  | IN 3 |  | 1B50PMT |  |  | BLMEI.E5L7 | TCSM.A5L7.B1 | Sout |  | 1B50PMT
| 54 | CB50 |  | Analog signal |  | BJBAP.C5L7 |  | IN 4 |  | 1B50PMT |  |  | BLMES.E5L7 | TCSM.A5L7.B1 | Sout |  | 1B50PMT
| 55 | CB50 |  | Analog signal |  | BJBAP.C5L7 |  | IN 5 |  | 1B50PMT |  |  | BLMEI.F5L7 | TCSG.A5L7.B1 | Sout |  | 1B50PMT
| 56 | CB50 |  | Analog signal |  | BJBAP.C5L7 |  | IN 6 |  | 1B50PMT |  |  | BLMES.F5L7 | TCSG.A5L7.B1 | Sout |  | 1B50PMT
21 | 57 | CBH50 |  | High voltage |  | BJBHT.C5L7 |  | HVout |  | 1HVPF |  |  | BLMEI.D5L7 | TCSM.B5L7.B2 | HVin |  | 1HVPF
22 | 58 | CBH50 |  | High voltage |  | BLMES.D5L7 | TCSM.B5L7.B2 | HVout |  | 1HVPF |  |  | BLMEI.E5L7 | TCSM.A5L7.B1 | HVin |  | 1HVPF
23 | 59 | CBH50 |  | High voltage |  | BLMES.E5L7 | TCSM.A5L7.B1 | HVout |  | 1HVPF |  |  | BLMEI.F5L7 | TCSG.A5L7.B1 | HVin |  | 1HVPF
24 | 60 | CBH50 |  | High voltage |  | BLMES.F5L7 | TCSG.A5L7.B1 | HVout |  | 1HVPF |  |  | BJBAP.C5L7 |  | HVin |  | 1HVPF
| CERN ST/EL | [17 empty] | PAGE :
| DIC |  | DEMANDE D'INSTALLATION DE CABLES | [8 empty] | DATE D'EMISSION : |  | VERSION : | Réservé ST-EL
|  |  | DEMANDEUR : | FERIOLI |  | DESCRIPTION : | Beam Loss |  |  |  |  | FIN TRAVAUX DEMANDE : |  |  | RECU LE:
|  |  | TEL : | 75583 |  | DIVISION : | AB |  |  |  |  | CODE BUDGETAIRE : | 96534 |  | No. DT:
|  |  | BEEP : |  |  | GROUPE : | BDI |  |  |  |  | NOM SIGNATURE AUTORISE : | Ferioli |  | AFFAIRE :
| COMMENTAIRES : |  |  | Point 7 left | [10 empty] | ACTIVITE :
OSE :
|  | 5 | 4 | 20 | 6 | 12 | 12 | 3 | 4 | 7 | 7 | 6 | 12 | 12 | 3 | 4 | 7 | 7
No. Cable | No | TYPE | RE- | FONCTION DU CABLE |  |  | ORIGINE | [6 empty] | DESTINATION |  |  |  |  | LON- | No. Cable
(par ST-EL) |  | CABLE | SEAU |  | OUVRAG | EQUIPEMENT | ELEMENT | POSV | POSH | CONNECT | CONVN | OUVRAG | EQUIPEMENT | ELEMENT | POSV | POSH | CONNECT | CONVN | GUEUR | (par ST-EL)
| 61 | CB50 |  | Analog signal |  | BJBAP.D5L7 |  | IN 1 |  | 1B50PMT |  |  | BLMEI.G5L7 | TCSM.B5L7.B1 | Sout |  | 1B50PMT
| 62 | CB50 |  | Analog signal |  | BJBAP.D5L7 |  | IN 2 |  | 1B50PMT |  |  | BLMES.G5L7 | TCSM.B5L7.B1 | Sout |  | 1B50PMT
| 63 | CB50 |  | Analog signal |  | BJBAP.D5L7 |  | IN 3 |  | 1B50PMT |  |  | BLMEI.H5L7 | TCSG.B5L7.B1 | Sout |  | 1B50PMT
| 64 | CB50 |  | Analog signal |  | BJBAP.D5L7 |  | IN 4 |  | 1B50PMT |  |  | BLMES.H5L7 | TCSG.B5L7.B1 | Sout |  | 1B50PMT
| 65 | CB50 |  | Analog signal |  | BJBAP.D5L7 |  | IN 5 |  | 1B50PMT |  |  | BLMEI.I5L7 | TCSG.C5L7.B2 | Sout |  | 1B50PMT
| 66 | CB50 |  | Analog signal |  | BJBAP.D5L7 |  | IN 6 |  | 1B50PMT |  |  | BLMES.I5L7 | TCSG.C5L7.B2 | Sout |  | 1B50PMT
25 | 67 | CBH50 |  | High voltage |  | BJBHT.D5L7 |  | HVout |  | 1HVPF |  |  | BLMEI.G5L7 | TCSM.B5L7.B1 | HVin |  | 1HVPF
26 | 68 | CBH50 |  | High voltage |  | BLMES.G5L7 | TCSM.B5L7.B1 | HVout |  | 1HVPF |  |  | BLMEI.H5L7 | TCSG.B5L7.B1 | HVin |  | 1HVPF
27 | 69 | CBH50 |  | High voltage |  | BLMES.H5L7 | TCSG.B5L7.B1 | HVout |  | 1HVPF |  |  | BLMEI.I5L7 | TCSG.C5L7.B2 | HVin |  | 1HVPF
28 | 70 | CBH50 |  | High voltage |  | BLMES.I5L7 | TCSG.C5L7.B2 | HVout |  | 1HVPF |  |  | BJBAP.D5L7 |  | HVin |  | 1HVPF
| 71 | CB50 |  | Analog signal |  | BJBAP.E5L7 |  | IN 1 |  | 1B50PMT |  |  | BLMEI.L5L7 | TCSM.C5L7.B2 | Sout |  | 1B50PMT
| 72 | CB50 |  | Analog signal |  | BJBAP.E5L7 |  | IN 2 |  | 1B50PMT |  |  | BLMES.L5L7 | TCSM.C5L7.B2 | Sout |  | 1B50PMT
| 73 | CB50 |  | Analog signal |  | BJBAP.E5L7 |  | IN 3 |  | 1B50PMT |  |  | BLMEI.M5L7 | TCSG.D5L7.B2 | Sout |  | 1B50PMT
| 74 | CB50 |  | Analog signal |  | BJBAP.E5L7 |  | IN 4 |  | 1B50PMT |  |  | BLMES.M5L7 | TCSG.D5L7.B2 | Sout |  | 1B50PMT
| 75 | CB50 |  | Analog signal |  | BJBAP.E5L7 |  | IN 5 |  | 1B50PMT |  |  | BLMEI.N5L7 | TCSM.D5L7.B2 | Sout |  | 1B50PMT
| 76 | CB50 |  | Analog signal |  | BJBAP.E5L7 |  | IN 6 |  | 1B50PMT |  |  | BLMES.N5L7 | TCSM.D5L7.B2 | Sout |  | 1B50PMT
29 | 77 | CBH50 |  | High voltage |  | BJBHT.E5L7 |  | HVout |  | 1HVPF |  |  | BLMEI.L5L7 | TCSM.C5L7.B2 | HVin |  | 1HVPF
30 | 78 | CBH50 |  | High voltage |  | BLMES.L5L7 | TCSM.C5L7.B2 | HVout |  | 1HVPF |  |  | BLMEI.M5L7 | TCSG.D5L7.B2 | HVin |  | 1HVPF
31 | 79 | CBH50 |  | High voltage |  | BLMES.M5L7 | TCSG.D5L7.B2 | HVout |  | 1HVPF |  |  | BLMEI.N5L7 | TCSM.D5L7.B2 | HVin |  | 1HVPF
32 | 80 | CBH50 |  | High voltage |  | BLMES.N5L7 | TCSM.D5L7.B2 | HVout |  | 1HVPF |  |  | BJBAP.E5L7 |  | HVin |  | 1HVPF
| 81 | CB50 |  | Analog signal |  | BJBAP.F5L7 |  | IN 1 |  | 1B50PMT |  |  | BLMEI.O5L7 | TCSG.E5L7.B2 | Sout |  | 1B50PMT
| 82 | CB50 |  | Analog signal |  | BJBAP.F5L7 |  | IN 2 |  | 1B50PMT |  |  | BLMES.O5L7 | TCSG.E5L7.B2 | Sout |  | 1B50PMT
| 83 | CB50 |  | Analog signal |  | BJBAP.F5L7 |  | IN 3 |  | 1B50PMT |  |  | BLMEI.P5L7 | TCSM.E5L7.B2 | Sout |  | 1B50PMT
| 84 | CB50 |  | Analog signal |  | BJBAP.F5L7 |  | IN 4 |  | 1B50PMT |  |  | BLMES.P5L7 | TCSM.E5L7.B2 | Sout |  | 1B50PMT
33 | 85 | CBH50 |  | High voltage |  | BJBHT.F5L7 |  | HVout |  | 1HVPF |  |  | BLMEI.O5L7 | TCSG.E5L7.B2 | HVin |  | 1HVPF
34 | 86 | CBH50 |  | High voltage |  | BLMES.O5L7 | TCSG.E5L7.B2 | HVout |  | 1HVPF |  |  | BLMEI.P5L7 | TCSM.E5L7.B2 | HVin |  | 1HVPF
35 | 87 | CBH50 |  | High voltage |  | BLMES.P5L7 | TCSM.E5L7.B2 | HVout |  | 1HVPF |  |  | BJBAP.F5L7 |  | HVin |  | 1HVPF
| CERN ST/EL | [17 empty] | PAGE :
| DIC |  | DEMANDE D'INSTALLATION DE CABLES | [8 empty] | DATE D'EMISSION : |  | VERSION : | Réservé ST-EL
|  |  | DEMANDEUR : | FERIOLI |  | DESCRIPTION : | Beam Loss |  |  |  |  | FIN TRAVAUX DEMANDE : |  |  | RECU LE:
|  |  | TEL : | 75583 |  | DIVISION : | AB |  |  |  |  | CODE BUDGETAIRE : | 96534 |  | No. DT:
|  |  | BEEP : |  |  | GROUPE : | BDI |  |  |  |  | NOM SIGNATURE AUTORISE : | Ferioli |  | AFFAIRE :
| COMMENTAIRES : |  |  | Point 7 left | [10 empty] | ACTIVITE :
OSE :
|  | 5 | 4 | 20 | 6 | 12 | 12 | 3 | 4 | 7 | 7 | 6 | 12 | 12 | 3 | 4 | 7 | 7
No. Cable | No | TYPE | RE- | FONCTION DU CABLE |  |  | ORIGINE | [6 empty] | DESTINATION |  |  |  |  | LON- | No. Cable
(par ST-EL) |  | CABLE | SEAU |  | OUVRAG | EQUIPEMENT | ELEMENT | POSV | POSH | CONNECT | CONVN | OUVRAG | EQUIPEMENT | ELEMENT | POSV | POSH | CONNECT | CONVN | GUEUR | (par ST-EL)
| 88 | CB50 |  | Analog signal |  | BJBAP.A6L7 |  | IN 1 |  | 1B50PMT |  |  | BLMEI.A6L7 | TCSG.6L7.B2 | Sout |  | 1B50PMT
| 89 | CB50 |  | Analog signal |  | BJBAP.A6L7 |  | IN 2 |  | 1B50PMT |  |  | BLMES.A6L7 | TCSG.6L7.B2 | Sout |  | 1B50PMT
| 90 | CB50 |  | Analog signal |  | BJBAP.A6L7 |  | IN 3 |  | 1B50PMT |  |  | BLMEI.B6L7 | TCSM.6L7.B2 | Sout |  | 1B50PMT
| 91 | CB50 |  | Analog signal |  | BJBAP.A6L7 |  | IN 4 |  | 1B50PMT |  |  | BLMES.B6L7 | TCSM.6L7.B2 | Sout |  | 1B50PMT
| 92 | CB50 |  | Analog signal |  | BJBAP.A6L7 |  | IN 5 |  | 1B50PMT |  |  | BLMEI.C6L7 | TLCA.A6L7.B2 | Sout |  | 1B50PMT
| 93 | CB50 |  | Analog signal |  | BJBAP.A6L7 |  | IN 6 |  | 1B50PMT |  |  | BLMES.C6L7 | TLCA.A6L7.B2 | Sout |  | 1B50PMT
| 94 | CB50 |  | Analog signal |  | BJBAP.A6L7 |  | IN 7 |  | 1B50PMT |  |  | BLMEI.D6L7 | TCSM.A6L7.B1 | Sout |  | 1B50PMT
| 95 | CB50 |  | Analog signal |  | BJBAP.A6L7 |  | IN 8 |  | 1B50PMT |  |  | BLMES.D6L7 | TCSM.A6L7.B1 | Sout |  | 1B50PMT
36 | 96 | CBH50 |  | High voltage |  | BJBHT.A6L7 |  | HVout |  | 1HVPF |  |  | BLMEI.A6L7 | TCSG.6L7.B2 | HVin |  | 1HVPF
37 | 97 | CBH50 |  | High voltage |  | BLMES.A6L7 | TCSG.6L7.B2 | HVout |  | 1HVPF |  |  | BLMEI.B6L7 | TCSM.6L7.B2 | HVin |  | 1HVPF
38 | 98 | CBH50 |  | High voltage |  | BLMES.B6L7 | TCSM.6L7.B2 | HVout |  | 1HVPF |  |  | BLMEI.C6L7 | TLCA.A6L7.B2 | HVin |  | 1HVPF
39 | 99 | CBH50 |  | High voltage |  | BLMES.C6L7 | TLCA.A6L7.B2 | HVout |  | 1HVPF |  |  | BLMEI.D6L7 | TCSM.A6L7.B1 | HVin |  | 1HVPF
40 | 100 | CBH50 |  | High voltage |  | BLMES.D6L7 | TCSM.A6L7.B1 | HVout |  | 1HVPF |  |  | BJBAP.A6L7 |  | HVin |  | 1HVPF
| 101 | CB50 |  | Analog signal |  | BJBAP.B6L7 |  | IN 1 |  | 1B50PMT |  |  | BLMEI.E6L7 | TCSG.A6L7.B1 | Sout |  | 1B50PMT
| 102 | CB50 |  | Analog signal |  | BJBAP.B6L7 |  | IN 2 |  | 1B50PMT |  |  | BLMES.E6L7 | TCSG.A6L7.B1 | Sout |  | 1B50PMT
| 103 | CB50 |  | Analog signal |  | BJBAP.B6L7 |  | IN 3 |  | 1B50PMT |  |  | BLMEI.F6L7 | TCSM.B6L7.B1 | Sout |  | 1B50PMT
| 104 | CB50 |  | Analog signal |  | BJBAP.B6L7 |  | IN 4 |  | 1B50PMT |  |  | BLMES.F6L7 | TCSM.B6L7.B1 | Sout |  | 1B50PMT
| 105 | CB50 |  | Analog signal |  | BJBAP.B6L7 |  | IN 5 |  | 1B50PMT |  |  | BLMEI.G6L7 | TCSG.B6L7.B1 | Sout |  | 1B50PMT
| 106 | CB50 |  | Analog signal |  | BJBAP.B6L7 |  | IN 6 |  | 1B50PMT |  |  | BLMES.G6L7 | TCSG.B6L7.B1 | Sout |  | 1B50PMT
41 | 107 | CBH50 |  | High voltage |  | BJBHT.B6L7 |  | HVout |  | 1HVPF |  |  | BLMEI.E6L7 | TCSG.A6L7.B1 | HVin |  | 1HVPF
42 | 108 | CBH50 |  | High voltage |  | BLMES.E6L7 | TCSG.A6L7.B1 | HVout |  | 1HVPF |  |  | BLMEI.F6L7 | TCSM.B6L7.B1 | HVin |  | 1HVPF
43 | 109 | CBH50 |  | High voltage |  | BLMES.F6L7 | TCSM.B6L7.B1 | HVout |  | 1HVPF |  |  | BLMEI.G6L7 | TCSG.B6L7.B1 | HVin |  | 1HVPF
44 | 110 | CBH50 |  | High voltage |  | BLMES.G6L7 | TCSG.B6L7.B1 | HVout |  | 1HVPF |  |  | BJBAP.B6L7 |  | HVin |  | 1HVPF
| CERN ST/EL | [17 empty] | PAGE :
| DIC |  | DEMANDE D'INSTALLATION DE CABLES | [8 empty] | DATE D'EMISSION : |  | VERSION : | Réservé ST-EL
|  |  | DEMANDEUR : | FERIOLI |  | DESCRIPTION : | Beam Loss |  |  |  |  | FIN TRAVAUX DEMANDE : |  |  | RECU LE:
|  |  | TEL : | 75583 |  | DIVISION : | AB |  |  |  |  | CODE BUDGETAIRE : | 96534 |  | No. DT:
|  |  | BEEP : |  |  | GROUPE : | BDI |  |  |  |  | NOM SIGNATURE AUTORISE : | Ferioli |  | AFFAIRE :
| COMMENTAIRES : |  |  | Point 7 left | [10 empty] | ACTIVITE :
OSE :
|  | 5 | 4 | 20 | 6 | 12 | 12 | 3 | 4 | 7 | 7 | 6 | 12 | 12 | 3 | 4 | 7 | 7
No. Cable | No | TYPE | RE- | FONCTION DU CABLE |  |  | ORIGINE | [6 empty] | DESTINATION |  |  |  |  | LON- | No. Cable
(par ST-EL) |  | CABLE | SEAU |  | OUVRAG | EQUIPEMENT | ELEMENT | POSV | POSH | CONNECT | CONVN | OUVRAG | EQUIPEMENT | ELEMENT | POSV | POSH | CONNECT | CONVN | GUEUR | (par ST-EL)
| 111 | CB50 |  | Analog signal |  | BJBAP.C6L7 |  | IN 1 |  | 1B50PMT |  |  | BLMEI.H6L7 | TLCA.A6L7.B2 | Sout |  | 1B50PMT
| 112 | CB50 |  | Analog signal |  | BJBAP.C6L7 |  | IN 2 |  | 1B50PMT |  |  | BLMES.H6L7 | TLCA.A6L7.B2 | Sout |  | 1B50PMT
| 113 | CB50 |  | Analog signal |  | BJBAP.C6L7 |  | IN 3 |  | 1B50PMT |  |  | BLMEI.I6L7 | TCHSS.6L7.B1 | Sout |  | 1B50PMT
| 114 | CB50 |  | Analog signal |  | BJBAP.C6L7 |  | IN 4 |  | 1B50PMT |  |  | BLMES.I6L7 | TCHSS.6L7.B1 | Sout |  | 1B50PMT
| 115 | CB50 |  | Analog signal |  | BJBAP.C6L7 |  | IN 5 |  | 1B50PMT |  |  | BLMEI.L6L7 | TCHSH.6L7.B1 | Sout |  | 1B50PMT
| 116 | CB50 |  | Analog signal |  | BJBAP.C6L7 |  | IN 6 |  | 1B50PMT |  |  | BLMES.L6L7 | TCHSH.6L7.B1 | Sout |  | 1B50PMT
| 117 | CB50 |  | Analog signal |  | BJBAP.C6L7 |  | IN 7 |  | 1B50PMT |  |  | BLMEI.M6L7 | TCHSV.6L7.B1 | Sout |  | 1B50PMT
| 118 | CB50 |  | Analog signal |  | BJBAP.C6L7 |  | IN 8 |  | 1B50PMT |  |  | BLMES.M6L7 | TCHSV.6L7.B1 | Sout |  | 1B50PMT
45 | 119 | CBH50 |  | High voltage |  | BJBHT.C6L7 |  | HVout |  | 1HVPF |  |  | BLMEI.H6L7 | TLCA.A6L7.B2 | HVin |  | 1HVPF
46 | 120 | CBH50 |  | High voltage |  | BLMES.H6L7 | TLCA.A6L7.B2 | HVout |  | 1HVPF |  |  | BLMEI.I6L7 | TCHSS.6L7.B1 | HVin |  | 1HVPF
47 | 121 | CBH50 |  | High voltage |  | BLMES.I6L7 | TCHSS.6L7.B1 | HVout |  | 1HVPF |  |  | BLMEI.L6L7 | TCHSH.6L7.B1 | HVin |  | 1HVPF
48 | 122 | CBH50 |  | High voltage |  | BLMES.L6L7 | TCHSH.6L7.B1 | HVout |  | 1HVPF |  |  | BLMEI.M6L7 | TCHSV.6L7.B1 | HVin |  | 1HVPF
49 | 123 | CBH50 |  | High voltage |  | BLMES.M6L7 | TCHSV.6L7.B1 | HVout |  | 1HVPF |  |  | BJBAP.C6L7 |  | HVin |  | 1HVPF
| 124 | CB50 |  | Analog signal |  | BJBAP.D6L7 |  | IN 1 |  | 1B50PMT |  |  | BLMEI.N6L7 | TCP.A6.L7.B1 | Sout |  | 1B50PMT
| 125 | CB50 |  | Analog signal |  | BJBAP.D6L7 |  | IN 2 |  | 1B50PMT |  |  | BLMES.N6L7 | TCP.A6.L7.B1 | Sout |  | 1B50PMT
| 126 | CB50 |  | Analog signal |  | BJBAP.D6L7 |  | IN 3 |  | 1B50PMT |  |  | BLMEI.O6L7 | TCP.B6.L7.B1 | Sout |  | 1B50PMT
| 127 | CB50 |  | Analog signal |  | BJBAP.D6L7 |  | IN 4 |  | 1B50PMT |  |  | BLMES.O6L7 | TCP.B6.L7.B1 | Sout |  | 1B50PMT
50 | 128 | CBH50 |  | High voltage |  | BJBHT.D6L7 |  | HVout |  | 1HVPF |  |  | BLMEI.N6L7 | TCP.A6.L7.B1 | HVin |  | 1HVPF
51 | 129 | CBH50 |  | High voltage |  | BLMES.N6L7 | TCP.A6.L7.B1 | HVout |  | 1HVPF |  |  | BLMEI.O6L7 | TCP.B6.L7.B1 | HVin |  | 1HVPF
52 | 130 | CBH50 |  | High voltage |  | BLMES.O6L7 | TCP.B6.L7.B1 | HVout |  | 1HVPF |  |  | BJBAP.D6L7 |  | HVin |  | 1HVPF
| 131 | CB50 |  | Analog signal |  | BJBAP.E6L7 |  | IN 1 |  | 1B50PMT |  |  | BLMEI.P6L7 | TCP.C6.L7.B1 | Sout |  | 1B50PMT
| 132 | CB50 |  | Analog signal |  | BJBAP.E6L7 |  | IN 2 |  | 1B50PMT |  |  | BLMES.P6L7 | TCP.C6.L7.B1 | Sout |  | 1B50PMT
| 133 | CB50 |  | Analog signal |  | BJBAP.E6L7 |  | IN 3 |  | 1B50PMT |  |  | BLMEI.Q6L7 | TCP.D6.L7.B1 | Sout |  | 1B50PMT
| 134 | CB50 |  | Analog signal |  | BJBAP.E6L7 |  | IN 4 |  | 1B50PMT |  |  | BLMES.Q6L7 | TCP.D6.L7.B1 | Sout |  | 1B50PMT
| 135 | CB50 |  | Analog signal |  | BJBAP.E6L7 |  | IN 5 |  | 1B50PMT |  |  | BLMEI.R6L7 | TCLA.E6.L7.B2 | Sout |  | 1B50PMT
| 136 | CB50 |  | Analog signal |  | BJBAP.E6L7 |  | IN 6 |  | 1B50PMT |  |  | BLMES.R6L7 | TCLA.E6.L7.B2 | Sout |  | 1B50PMT
| 137 | CB50 |  | Analog signal |  | BJBAP.E6L7 |  | IN 7 |  | 1B50PMT |  |  | BLMEI.S6L7 | TLCA.A7.L7.B2 | Sout |  | 1B50PMT
| 138 | CB50 |  | Analog signal |  | BJBAP.E6L7 |  | IN 8 |  | 1B50PMT |  |  | BLMES.S6L7 | TLCA.A7.L7.B2 | Sout |  | 1B50PMT
53 | 139 | CBH50 |  | High voltage |  | BJBHT.E6L7 |  | HVout |  | 1HVPF |  |  | BLMEI.P6L7 | TCP.C6.L7.B1 | HVin |  | 1HVPF
54 | 140 | CBH50 |  | High voltage |  | BLMES.P6L7 | TCP.C6.L7.B1 | HVout |  | 1HVPF |  |  | BLMEI.Q6L7 | TCP.D6.L7.B1 | HVin |  | 1HVPF
55 | 141 | CBH50 |  | High voltage |  | BLMES.Q6L7 | TCP.D6.L7.B1 | HVout |  | 1HVPF |  |  | BLMEI.R6L7 | TCLA.E6.L7.B2 | HVin |  | 1HVPF
56 | 142 | CBH50 |  | High voltage |  | BLMES.R6L7 | TCLA.E6.L7.B2 | HVout |  | 1HVPF |  |  | BLMEI.S6L7 | TLCA.A7.L7.B2 | HVin |  | 1HVPF
57 | 143 | CBH50 |  | High voltage |  | BLMES.S6L7 | TLCA.A7.L7.B2 | HVout |  | 1HVPF |  |  | BJBAP.E6L7 |  | HVin |  | 1HVPF
| CERN ST/EL | [17 empty] | PAGE :
| DIC |  | DEMANDE D'INSTALLATION DE CABLES | [8 empty] | DATE D'EMISSION : |  | VERSION : | Réservé ST-EL
|  |  | DEMANDEUR : | FERIOLI |  | DESCRIPTION : | Beam Loss |  |  |  |  | FIN TRAVAUX DEMANDE : |  |  | RECU LE:
|  |  | TEL : | 75583 |  | DIVISION : | AB |  |  |  |  | CODE BUDGETAIRE : | 96534 |  | No. DT:
|  |  | BEEP : |  |  | GROUPE : | BDI |  |  |  |  | NOM SIGNATURE AUTORISE : | Ferioli |  | AFFAIRE :
| COMMENTAIRES : |  |  | Point 7 left | [10 empty] | ACTIVITE :
OSE :
|  | 5 | 4 | 20 | 6 | 12 | 12 | 3 | 4 | 7 | 7 | 6 | 12 | 12 | 3 | 4 | 7 | 7
No. Cable | No | TYPE | RE- | FONCTION DU CABLE |  |  | ORIGINE | [6 empty] | DESTINATION |  |  |  |  | LON- | No. Cable
(par ST-EL) |  | CABLE | SEAU |  | OUVRAG | EQUIPEMENT | ELEMENT | POSV | POSH | CONNECT | CONVN | OUVRAG | EQUIPEMENT | ELEMENT | POSV | POSH | CONNECT | CONVN | GUEUR | (par ST-EL)
| 144 | CB50 |  | Analog signal |  | BJBAP.A8L7 |  | IN 1 |  | 1B50PMT |  |  | BLMEI.A8L7 | MBA.8L7 | Sout |  | 1B50PMT
| 145 | CB50 |  | Analog signal |  | BJBAP.A8L7 |  | IN 2 |  | 1B50PMT |  |  | BLMEI.B8L7 | MBA.8L7 | Sout |  | 1B50PMT
| 146 | CB50 |  | Analog signal |  | BJBAP.A8L7 |  | IN 3 |  | 1B50PMT |  |  | BLMEI.C8L7 | MBA.8L7 | Sout |  | 1B50PMT
| 147 | CB50 |  | Analog signal |  | BJBAP.A8L7 |  | IN 4 |  | 1B50PMT |  |  | BLMEI.D8L7 | MBA.8L7 | Sout |  | 1B50PMT
| 148 | CB50 |  | Analog signal |  | BJBAP.A8L7 |  | IN 5 |  | 1B50PMT |  |  | BLMEI.E8L7 | MBA.8L7 | Sout |  | 1B50PMT
| 149 | CB50 |  | Analog signal |  | BJBAP.A8L7 |  | IN 6 |  | 1B50PMT |  |  | BLMEI.F8L7 | MBA.8L7 | Sout |  | 1B50PMT
58 | 150 | CBH50 |  | High voltage |  | BJBHT.A8L7 |  | HVout |  | 1HVPF |  |  | BLMEI.A8L7 | MBA.8L7 | HVin |  | 1HVPF
59 | 151 | CBH50 |  | High voltage |  | BLMEI.A8L7 | MBA.8L7 | HVout |  | 1HVPF |  |  | BLMEI.B8L7 | MBA.8L7 | HVin |  | 1HVPF
60 | 152 | CBH50 |  | High voltage |  | BLMEI.B8L7 | MBA.8L7 | HVout |  | 1HVPF |  |  | BLMEI.C8L7 | MBA.8L7 | HVin |  | 1HVPF
61 | 153 | CBH50 |  | High voltage |  | BLMEI.C8L7 | MBA.8L7 | HVout |  | 1HVPF |  |  | BLMEI.D8L7 | MBA.8L7 | HVin |  | 1HVPF
62 | 154 | CBH50 |  | High voltage |  | BLMEI.D8L7 | MBA.8L7 | HVout |  | 1HVPF |  |  | BLMEI.E8L7 | MBA.8L7 | HVin |  | 1HVPF
63 | 155 | CBH50 |  | High voltage |  | BLMEI.E8L7 | MBA.8L7 | HVout |  | 1HVPF |  |  | BLMEI.F8L7 | MBA.8L7 | HVin |  | 1HVPF
64 | 156 | CBH50 |  | High voltage |  | BLMEI.F8L7 | MBA.8L7 | HVout |  | 1HVPF |  |  | BJBAP.A8L7 |  | HVin |  | 1HVPF
| 157 | CB50 |  | Analog signal |  | BJBAP.A11L7 |  | IN 1 |  | 1B50PMT |  |  | BLMEI.A11L7 | MBA.11L7 | Sout |  | 1B50PMT
| 158 | CB50 |  | Analog signal |  | BJBAP.A11L7 |  | IN 2 |  | 1B50PMT |  |  | BLMEI.B11L7 | MBA.11L7 | Sout |  | 1B50PMT
| 159 | CB50 |  | Analog signal |  | BJBAP.A11L7 |  | IN 3 |  | 1B50PMT |  |  | BLMEI.C11L7 | MBA.11L7 | Sout |  | 1B50PMT
| 160 | CB50 |  | Analog signal |  | BJBAP.A11L7 |  | IN 4 |  | 1B50PMT |  |  | BLMEI.D11L7 | MBA.11L7 | Sout |  | 1B50PMT
| 161 | CB50 |  | Analog signal |  | BJBAP.A11L7 |  | IN 5 |  | 1B50PMT |  |  | BLMEI.E11L7 | MBA.11L7 | Sout |  | 1B50PMT
| 162 | CB50 |  | Analog signal |  | BJBAP.A11L7 |  | IN 6 |  | 1B50PMT |  |  | BLMEI.F11L7 | MBA.11L7 | Sout |  | 1B50PMT
65 | 163 | CBH50 |  | High voltage |  | BJBHT.A11L7 |  | HVout |  | 1HVPF |  |  | BLMEI.A11L7 | MBA.11L7 | HVin |  | 1HVPF
66 | 164 | CBH50 |  | High voltage |  | BLMEI.A11L7 | MBA.11L7 | HVout |  | 1HVPF |  |  | BLMEI.B11L7 | MBA.11L7 | HVin |  | 1HVPF
67 | 165 | CBH50 |  | High voltage |  | BLMEI.B11L7 | MBA.11L7 | HVout |  | 1HVPF |  |  | BLMEI.C11L7 | MBA.11L7 | HVin |  | 1HVPF
68 | 166 | CBH50 |  | High voltage |  | BLMEI.C11L7 | MBA.11L7 | HVout |  | 1HVPF |  |  | BLMEI.D11L7 | MBA.11L7 | HVin |  | 1HVPF
69 | 167 | CBH50 |  | High voltage |  | BLMEI.D11L7 | MBA.11L7 | HVout |  | 1HVPF |  |  | BLMEI.E11L7 | MBA.11L7 | HVin |  | 1HVPF
70 | 168 | CBH50 |  | High voltage |  | BLMEI.E11L7 | MBA.11L7 | HVout |  | 1HVPF |  |  | BLMEI.F11L7 | MBA.11L7 | HVin |  | 1HVPF
71 | 169 | CBH50 |  | High voltage |  | BLMEI.F11L7 | MBA.11L7 | HVout |  | 1HVPF |  |  | BJBAP.A11L7 |  | HVin |  | 1HVPF

## Right 7
| CERN ST/EL | [17 empty] | PAGE :
| DIC |  | DEMANDE D'INSTALLATION DE CABLES | [8 empty] | DATE D'EMISSION : |  | VERSION : | Réservé ST-EL
|  |  | DEMANDEUR : | FERIOLI |  | DESCRIPTION : | Beam Loss |  |  |  |  | FIN TRAVAUX DEMANDE : |  |  | RECU LE:
|  |  | TEL : | 75583 |  | DIVISION : | AB |  |  |  |  | CODE BUDGETAIRE : | 96534 |  | No. DT:
|  |  | BEEP : |  |  | GROUPE : | BDI |  |  |  |  | NOM SIGNATURE AUTORISE : | Ferioli |  | AFFAIRE :
| COMMENTAIRES : |  |  | Point 7 right | [10 empty] | ACTIVITE :
OSE :
|  | 5 | 4 | 20 | 6 | 12 | 12 | 3 | 4 | 7 | 7 | 6 | 12 | 12 | 3 | 4 | 7 | 7
No. Cable | No | TYPE | RE- | FONCTION DU CABLE |  |  | ORIGINE | [6 empty] | DESTINATION |  |  |  |  | LON- | No. Cable
(par ST-EL) |  | CABLE | SEAU |  | OUVRAG | EQUIPEMENT | ELEMENT | POSV | POSH | CONNECT | CONVN | OUVRAG | EQUIPEMENT | ELEMENT | POSV | POSH | CONNECT | CONVN | GUEUR | (par ST-EL)
| 1 | CB50 |  | Analog signal |  | BJBAP.A4R7 |  | IN 1 |  | 1B50PMT |  |  | BLMEI.A4R7 | TCSG.A4R7.B1 | Sout1 |  | 1B50PMT
| 2 | CB50 |  | Analog signal |  | BJBAP.A4R7 |  | IN 2 |  | 1B50PMT |  |  | BLMES.A4R7 | TCSG.A4R7.B1 | Sout2 |  | 1B50PMT
| 3 | CB50 |  | Analog signal |  | BJBAP.A4R7 |  | IN 3 |  | 1B50PMT |  |  | BLMEI.B4R7 | TCSM.A4R7.B1 | Sout1 |  | 1B50PMT
| 4 | CB50 |  | Analog signal |  | BJBAP.A4R7 |  | IN 4 |  | 1B50PMT |  |  | BLMES.B4R7 | TCSM.A4R7.B1 | Sout2 |  | 1B50PMT
| 5 | CB50 |  | Analog signal |  | BJBAP.A4R7 |  | IN 5 |  | 1B50PMT |  |  | BLMEI.C4R7 | TCSM.A4R7.B2 | Sout1 |  | 1B50PMT
| 6 | CB50 |  | Analog signal |  | BJBAP.A4R7 |  | IN 6 |  | 1B50PMT |  |  | BLMES.C4R7 | TCSM.A4R7.B2 | Sout2 |  | 1B50PMT
1 | 7 | CBH50 |  | High voltage |  | BJBHT.A4R7 |  | HVout |  | 1HVPF |  |  | BLMEI.A4R7 | TCSG.A4R7.B1 | HVin |  | 1HVPF
2 | 8 | CBH50 |  | High voltage |  | BLMES.A4R7 | TCSG.A4R7.B1 | HVout |  | 1HVPF |  |  | BLMEI.B4R7 | TCSM.A4R7.B1 | HVin |  | 1HVPF
3 | 9 | CBH50 |  | High voltage |  | BLMES.B4R7 | TCSM.A4R7.B1 | HVout |  | 1HVPF |  |  | BLMEI.C4R7 | TCSM.A4R7.B2 | HVin |  | 1HVPF
4 | 10 | CBH50 |  | High voltage |  | BLMES.C4R7 | TCSM.A4R7.B2 | HVout |  | 1HVPF |  |  | BJBAP.A4R7 |  | HVin |  | 1HVPF
| 11 | CB50 |  | Analog signal |  | BJBAP.B4R7 |  | IN 1 |  | 1B50PMT |  |  | BLMEI.D4R7 | TCSG.A4R7.B2 | Sout1 |  | 1B50PMT
| 12 | CB50 |  | Analog signal |  | BJBAP.B4R7 |  | IN 2 |  | 1B50PMT |  |  | BLMES.D4R7 | TCSG.A4R7.B2 | Sout2 |  | 1B50PMT
| 13 | CB50 |  | Analog signal |  | BJBAP.B4R7 |  | IN 3 |  | 1B50PMT |  |  | BLMEI.E4R7 | TCSM.B4R7.B2 | Sout1 |  | 1B50PMT
| 14 | CB50 |  | Analog signal |  | BJBAP.B4R7 |  | IN 4 |  | 1B50PMT |  |  | BLMES.E4R7 | TCSM.B4R7.B2 | Sout2 |  | 1B50PMT
| 15 | CB50 |  | Analog signal |  | BJBAP.B4R7 |  | IN 5 |  | 1B50PMT |  |  | BLMEI.F4R7 | TCSG.B4R7.B2 | Sout1 |  | 1B50PMT
| 16 | CB50 |  | Analog signal |  | BJBAP.B4R7 |  | IN 6 |  | 1B50PMT |  |  | BLMES.F4R7 | TCSG.B4R7.B2 | Sout2 |  | 1B50PMT
5 | 17 | CBH50 |  | High voltage |  | BJBHT.B4R7 |  | HVout |  | 1HVPF |  |  | BLMEI.D4R7 | TCSG.A4R7.B2 | HVin |  | 1HVPF
6 | 18 | CBH50 |  | High voltage |  | BLMES.D4R7 | TCSG.A4R7.B2 | HVout |  | 1HVPF |  |  | BLMEI.E4R7 | TCSM.B4R7.B2 | HVin |  | 1HVPF
7 | 19 | CBH50 |  | High voltage |  | BLMES.E4R7 | TCSM.B4R7.B2 | HVout |  | 1HVPF |  |  | BLMEI.F4R7 | TCSG.B4R7.B2 | HVin |  | 1HVPF
8 | 20 | CBH50 |  | High voltage |  | BLMES.F4R7 | TCSG.B4R7.B2 | HVout |  | 1HVPF |  |  | BJBAP.B4R7 |  | HVin |  | 1HVPF
| 21 | CB50 |  | Analog signal |  | BJBAP.D4R7 |  | IN 1 |  | 1B50PMT |  |  | BLMEI.G4R7 | TCSM.C4R7.B2 | Sout1 |  | 1B50PMT
| 22 | CB50 |  | Analog signal |  | BJBAP.D4R7 |  | IN 2 |  | 1B50PMT |  |  | BLMES.G4R7 | TCSM.C4R7.B2 | Sout2 |  | 1B50PMT
| 23 | CB50 |  | Analog signal |  | BJBAP.D4R7 |  | IN 3 |  | 1B50PMT |  |  | BLMEI.H4R7 | TCSG.C4R7.B2 | Sout1 |  | 1B50PMT
| 24 | CB50 |  | Analog signal |  | BJBAP.D4R7 |  | IN 4 |  | 1B50PMT |  |  | BLMES.H4R7 | TCSG.C4R7.B2 | Sout2 |  | 1B50PMT
| 25 | CB50 |  | Analog signal |  | BJBAP.D4R7 |  | IN 5 |  | 1B50PMT |  |  | BLMEI.I4R7 | TCSG.B4R7.B1 | Sout1 |  | 1B50PMT
| 26 | CB50 |  | Analog signal |  | BJBAP.D4R7 |  | IN 6 |  | 1B50PMT |  |  | BLMES.I4R7 | TCSG.B4R7.B1 | Sout2 |  | 1B50PMT
9 | 27 | CBH50 |  | High voltage |  | BJBHT.D4R7 |  | HVout |  | 1HVPF |  |  | BLMEI.G4R7 | TCSM.C4R7.B2 | HVin |  | 1HVPF |  |  |  | BLMI.D5L7 | TCSM.B5L7.B2
10 | 28 | CBH50 |  | High voltage |  | BLMES.G4R7 | TCSM.C4R7.B2 | HVout |  | 1HVPF |  |  | BLMEI.H4R7 | TCSG.C4R7.B2 | HVin |  | 1HVPF |  |  |  | BLMI.D5L7 | TCSM.B5L7.B2
11 | 29 | CBH50 |  | High voltage |  | BLMES.H4R7 | TCSG.C4R7.B2 | HVout |  | 1HVPF |  |  | BLMEI.I4R7 | TCSG.B4R7.B1 | HVin |  | 1HVPF
12 | 30 | CBH50 |  | High voltage |  | BLMES.I4R7 | TCSG.B4R7.B1 | HVout |  | 1HVPF |  |  | BJBAP.D4R7 |  | HVin |  | 1HVPF
| CERN ST/EL | [17 empty] | PAGE :
| DIC |  | DEMANDE D'INSTALLATION DE CABLES | [8 empty] | DATE D'EMISSION : |  | VERSION : | Réservé ST-EL
|  |  | DEMANDEUR : | FERIOLI |  | DESCRIPTION : | Beam Loss |  |  |  |  | FIN TRAVAUX DEMANDE : |  |  | RECU LE:
|  |  | TEL : | 75583 |  | DIVISION : | AB |  |  |  |  | CODE BUDGETAIRE : | 96534 |  | No. DT:
|  |  | BEEP : |  |  | GROUPE : | BDI |  |  |  |  | NOM SIGNATURE AUTORISE : | Ferioli |  | AFFAIRE :
| COMMENTAIRES : |  |  | Point 7 right | [10 empty] | ACTIVITE :
OSE :
|  | 5 | 4 | 20 | 6 | 12 | 12 | 3 | 4 | 7 | 7 | 6 | 12 | 12 | 3 | 4 | 7 | 7
No. Cable | No | TYPE | RE- | FONCTION DU CABLE |  |  | ORIGINE | [6 empty] | DESTINATION |  |  |  |  | LON- | No. Cable
(par ST-EL) |  | CABLE | SEAU |  | OUVRAG | EQUIPEMENT | ELEMENT | POSV | POSH | CONNECT | CONVN | OUVRAG | EQUIPEMENT | ELEMENT | POSV | POSH | CONNECT | CONVN | GUEUR | (par ST-EL)
| 31 | CB50 |  | Analog signal |  | BJBAP.E4R7 |  | IN 1 |  | 1B50PMT |  |  | BLMEI.L4R7 | TCSM.B4R7.B1 | Sout1 |  | 1B50PMT
| 32 | CB50 |  | Analog signal |  | BJBAP.E4R7 |  | IN 2 |  | 1B50PMT |  |  | BLMES.L4R7 | TCSM.D4R7.B2 | Sout2 |  | 1B50PMT
| 33 | CB50 |  | Analog signal |  | BJBAP.E4R7 |  | IN 3 |  | 1B50PMT |  |  | BLMEI.M4R7 | TCSM.D4R7.B2 | Sout1 |  | 1B50PMT
| 34 | CB50 |  | Analog signal |  | BJBAP.E4R7 |  | IN 4 |  | 1B50PMT |  |  | BLMES.M4R7 | TCSM.D4R7.B2 | Sout2 |  | 1B50PMT
| 35 | CB50 |  | Analog signal |  | BJBAP.E4R7 |  | IN 5 |  | 1B50PMT |  |  | BLMEI.N4R7 | TCSG.D4R7.B2 | Sout1 |  | 1B50PMT
| 36 | CB50 |  | Analog signal |  | BJBAP.E4R7 |  | IN 6 |  | 1B50PMT |  |  | BLMES.N4R7 | TCSG.D4R7.B2 | Sout2 |  | 1B50PMT
13 | 37 | CBH50 |  | High voltage |  | BJBHT.E4R7 |  | HVout |  | 1HVPF |  |  | BLMEI.L4R7 | TCSM.B4R7.B1 | HVin |  | 1HVPF
14 | 38 | CBH50 |  | High voltage |  | BLMES.L4R7 | TCSM.B4R7.B1 | HVout |  | 1HVPF |  |  | BLMEI.M4R7 | TCSG.D4R7.B2 | HVin |  | 1HVPF
15 | 39 | CBH50 |  | High voltage |  | BLMES.M4R7 | TCSG.D4R7.B2 | HVout |  | 1HVPF |  |  | BLMEI.N4R7 | TCSG.D4R7.B2 | HVin |  | 1HVPF
16 | 40 | CBH50 |  | High voltage |  | BLMES.N4R7 | TCSG.D4R7.B2 | HVout |  | 1HVPF |  |  | BJBAP.E4R7 |  | HVin |  | 1HVPF
| 41 | CB50 |  | Analog signal |  | BJBAP.B5R7 |  | IN 1 |  | 1B50PMT |  |  | BLMEI.A5R7 | TCSG.B4R7.B1 | Sout1 |  | 1B50PMT
| 42 | CB50 |  | Analog signal |  | BJBAP.B5R7 |  | IN 2 |  | 1B50PMT |  |  | BLMES.A5R7 | TCSG.B4R7.B1 | Sout2 |  | 1B50PMT
| 43 | CB50 |  | Analog signal |  | BJBAP.B5R7 |  | IN 3 |  | 1B50PMT |  |  | BLMEI.B5R7 | TCSM.A5R7.B1 | Sout1 |  | 1B50PMT
| 44 | CB50 |  | Analog signal |  | BJBAP.B5R7 |  | IN 4 |  | 1B50PMT |  |  | BLMES.B5R7 | TCSM.A5R7.B1 | Sout2 |  | 1B50PMT
| 45 | CB50 |  | Analog signal |  | BJBAP.B5R7 |  | IN 5 |  | 1B50PMT |  |  | BLMEI.C5R7 | TCSG.A5R7.B1 | Sout1 |  | 1B50PMT
| 46 | CB50 |  | Analog signal |  | BJBAP.B5R7 |  | IN 6 |  | 1B50PMT |  |  | BLMES.C5R7 | TCSM.B5R7.B1 | Sout2 |  | 1B50PMT
17 | 47 | CBH50 |  | High voltage |  | BJBHT.B5R7 |  | HVout |  | 1HVPF |  |  | BLMEI.A5R7 | TCSG.B4R7.B1 | HVin |  | 1HVPF
18 | 48 | CBH50 |  | High voltage |  | BLMES.A5R7 | TCSG.B4R7.B1 | HVout |  | 1HVPF |  |  | BLMEI.B5R7 | TCSM.A5R7.B1 | HVin |  | 1HVPF
19 | 49 | CBH50 |  | High voltage |  | BLMES.B5R7 | TCSM.A5R7.B1 | HVout |  | 1HVPF |  |  | BLMEI.C5R7 | TCSG.A5R7.B1 | HVin |  | 1HVPF
20 | 50 | CBH50 |  | High voltage |  | BLMES.C5R7 | TCSG.A5R7.B1 | HVout |  | 1HVPF |  |  | BJBAP.B5R7 |  | HVin |  | 1HVPF
| 51 | CB50 |  | Analog signal |  | BJBAP.C5R7 |  | IN 1 |  | 1B50PMT |  |  | BLMEI.D5R7 | TCSM.B5R7.B1 | Sout1 |  | 1B50PMT
| 52 | CB50 |  | Analog signal |  | BJBAP.C5R7 |  | IN 2 |  | 1B50PMT |  |  | BLMES.D5R7 | TCSM.B5R7.B1 | Sout2 |  | 1B50PMT
| 53 | CB50 |  | Analog signal |  | BJBAP.C5R7 |  | IN 3 |  | 1B50PMT |  |  | BLMEI.E5R7 | TCSM.A5R7.B2 | Sout1 |  | 1B50PMT
| 54 | CB50 |  | Analog signal |  | BJBAP.C5R7 |  | IN 4 |  | 1B50PMT |  |  | BLMES.E5R7 | TCSM.A5R7.B2 | Sout2 |  | 1B50PMT
| 55 | CB50 |  | Analog signal |  | BJBAP.C5R7 |  | IN 5 |  | 1B50PMT |  |  | BLMEI.F5R7 | TCSG.A5R7.B2 | Sout1 |  | 1B50PMT
| 56 | CB50 |  | Analog signal |  | BJBAP.C5R7 |  | IN 6 |  | 1B50PMT |  |  | BLMES.F5R7 | TCSG.A5R7.B2 | Sout2 |  | 1B50PMT
21 | 57 | CBH50 |  | High voltage |  | BJBHT.C5R7 |  | HVout |  | 1HVPF |  |  | BLMEI.D5R7 | TCSM.B5R7.B1 | HVin |  | 1HVPF
22 | 58 | CBH50 |  | High voltage |  | BLMES.D5R7 | TCSM.B5R7.B1 | HVout |  | 1HVPF |  |  | BLMEI.E5R7 | TCSM.A5R7.B2 | HVin |  | 1HVPF
23 | 59 | CBH50 |  | High voltage |  | BLMES.E5R7 | TCSM.A5R7.B2 | HVout |  | 1HVPF |  |  | BLMEI.F5R7 | TCSG.A5R7.B2 | HVin |  | 1HVPF
24 | 60 | CBH50 |  | High voltage |  | BLMES.F5R7 | TCSG.A5R7.B2 | HVout |  | 1HVPF |  |  | BJBAP.C5R7 |  | HVin |  | 1HVPF
| CERN ST/EL | [17 empty] | PAGE :
| DIC |  | DEMANDE D'INSTALLATION DE CABLES | [8 empty] | DATE D'EMISSION : |  | VERSION : | Réservé ST-EL
|  |  | DEMANDEUR : | FERIOLI |  | DESCRIPTION : | Beam Loss |  |  |  |  | FIN TRAVAUX DEMANDE : |  |  | RECU LE:
|  |  | TEL : | 75583 |  | DIVISION : | AB |  |  |  |  | CODE BUDGETAIRE : | 96534 |  | No. DT:
|  |  | BEEP : |  |  | GROUPE : | BDI |  |  |  |  | NOM SIGNATURE AUTORISE : | Ferioli |  | AFFAIRE :
| COMMENTAIRES : |  |  | Point 7 right | [10 empty] | ACTIVITE :
OSE :
|  | 5 | 4 | 20 | 6 | 12 | 12 | 3 | 4 | 7 | 7 | 6 | 12 | 12 | 3 | 4 | 7 | 7
No. Cable | No | TYPE | RE- | FONCTION DU CABLE |  |  | ORIGINE | [6 empty] | DESTINATION |  |  |  |  | LON- | No. Cable
(par ST-EL) |  | CABLE | SEAU |  | OUVRAG | EQUIPEMENT | ELEMENT | POSV | POSH | CONNECT | CONVN | OUVRAG | EQUIPEMENT | ELEMENT | POSV | POSH | CONNECT | CONVN | GUEUR | (par ST-EL)
| 71 | CB50 |  | Analog signal |  | BJBAP.D5R7 |  | IN 1 |  | 1B50PMT |  |  | BLMEI.G5R7 | TCSM.B5R7.B2 | Sout1 |  | 1B50PMT
| 72 | CB50 |  | Analog signal |  | BJBAP.D5R7 |  | IN 2 |  | 1B50PMT |  |  | BLMES.G5R7 | TCSM.B5R7.B2 | Sout2 |  | 1B50PMT
| 73 | CB50 |  | Analog signal |  | BJBAP.D5R7 |  | IN 3 |  | 1B50PMT |  |  | BLMEI.H5R7 | TCSG.B5R7.B2 | Sout1 |  | 1B50PMT
| 74 | CB50 |  | Analog signal |  | BJBAP.D5R7 |  | IN 4 |  | 1B50PMT |  |  | BLMES.H5R7 | TCSG.B5R7.B2 | Sout2 |  | 1B50PMT
| 75 | CB50 |  | Analog signal |  | BJBAP.D5R7 |  | IN 5 |  | 1B50PMT |  |  | BLMEI.I5R7 | TCSG.C5R7.B1 | Sout1 |  | 1B50PMT
| 76 | CB50 |  | Analog signal |  | BJBAP.D5R7 |  | IN 6 |  | 1B50PMT |  |  | BLMES.I5R7 | TCSG.C5R7.B1 | Sout2 |  | 1B50PMT
25 | 77 | CBH50 |  | High voltage |  | BJBHT.D5R7 |  | HVout |  | 1HVPF |  |  | BLMEI.G5R7 | TCSM.B5R7.B2 | HVin |  | 1HVPF
26 | 78 | CBH50 |  | High voltage |  | BLMES.G5R7 | TCSM.B5R7.B2 | HVout |  | 1HVPF |  |  | BLMEI.H5R7 | TCSG.B5R7.B2 | HVin |  | 1HVPF
27 | 79 | CBH50 |  | High voltage |  | BLMES.H5R7 | TCSG.B5R7.B2 | HVout |  | 1HVPF |  |  | BLMEI.I5R7 | TCSG.C5R7.B1 | HVin |  | 1HVPF
28 | 80 | CBH50 |  | High voltage |  | BLMES.I5R7 | TCSG.C5R7.B1 | HVout |  | 1HVPF |  |  | BJBAP.D5R7 |  | HVin |  | 1HVPF
| 81 | CB50 |  | Analog signal |  | BJBAP.E5R7 |  | IN 1 |  | 1B50PMT |  |  | BLMEI.L5R7 | TCSM.C5R7.B1 | Sout1 |  | 1B50PMT
| 82 | CB50 |  | Analog signal |  | BJBAP.E5R7 |  | IN 2 |  | 1B50PMT |  |  | BLMES.L5R7 | TCSM.C5R7.B1 | Sout2 |  | 1B50PMT
| 83 | CB50 |  | Analog signal |  | BJBAP.E5R7 |  | IN 3 |  | 1B50PMT |  |  | BLMEI.M5R7 | TCSG.D5R7.B1 | Sout1 |  | 1B50PMT
| 84 | CB50 |  | Analog signal |  | BJBAP.E5R7 |  | IN 4 |  | 1B50PMT |  |  | BLMES.M5R7 | TCSG.D5R7.B1 | Sout2 |  | 1B50PMT
| 85 | CB50 |  | Analog signal |  | BJBAP.E5R7 |  | IN 5 |  | 1B50PMT |  |  | BLMEI.N5R7 | TCSM.D5R7.B1 | Sout1 |  | 1B50PMT
| 86 | CB50 |  | Analog signal |  | BJBAP.E5R7 |  | IN 6 |  | 1B50PMT |  |  | BLMES.N5R7 | TCSM.D5R7.B1 | Sout2 |  | 1B50PMT
29 | 87 | CBH50 |  | High voltage |  | BJBHT.E5R7 |  | HVout |  | 1HVPF |  |  | BLMEI.L5R7 | TCSM.C5R7.B1 | HVin |  | 1HVPF
30 | 88 | CBH50 |  | High voltage |  | BLMES.L5R7 | TCSM.C5R7.B1 | HVout |  | 1HVPF |  |  | BLMEI.M5R7 | TCSG.D5R7.B1 | HVin |  | 1HVPF
31 | 89 | CBH50 |  | High voltage |  | BLMES.M5R7 | TCSG.D5R7.B1 | HVout |  | 1HVPF |  |  | BLMEI.N5R7 | TCSM.D5R7.B1 | HVin |  | 1HVPF
32 | 90 | CBH50 |  | High voltage |  | BLMES.N5R7 | TCSM.D5R7.B1 | HVout |  | 1HVPF |  |  | BJBAP.E5R7 |  | HVin |  | 1HVPF
| 91 | CB50 |  | Analog signal |  | BJBAP.F5R7 |  | IN 1 |  | 1B50PMT |  |  | BLMEI.O5R7 | TCSG.E5R7.B1 | Sout1 |  | 1B50PMT
| 92 | CB50 |  | Analog signal |  | BJBAP.F5R7 |  | IN 2 |  | 1B50PMT |  |  | BLMES.O5R7 | TCSG.E5R7.B1 | Sout2 |  | 1B50PMT
| 93 | CB50 |  | Analog signal |  | BJBAP.F5R7 |  | IN 3 |  | 1B50PMT |  |  | BLMEI.P5R7 | TCSM.E5R7.B1 | Sout1 |  | 1B50PMT
| 94 | CB50 |  | Analog signal |  | BJBAP.F5R7 |  | IN 4 |  | 1B50PMT |  |  | BLMES.P5R7 | TCSM.E5R7.B1 | Sout2 |  | 1B50PMT
33 | 95 | CBH50 |  | High voltage |  | BJBHT.F5R7 |  | HVout |  | 1HVPF |  |  | BLMEI.O5R7 | TCSG.E5R7.B1 | HVin |  | 1HVPF
34 | 96 | CBH50 |  | High voltage |  | BLMES.O5R7 | TCSG.E5R7.B1 | HVout |  | 1HVPF |  |  | BLMEI.P5R7 | TCSM.E5R7.B1 | HVin |  | 1HVPF
35 | 97 | CBH50 |  | High voltage |  | BLMES.P5R7 | TCSM.E5R7.B1 | HVout |  | 1HVPF |  |  | BJBAP.F5R7 |  | HVin |  | 1HVPF
| CERN ST/EL | [17 empty] | PAGE :
| DIC |  | DEMANDE D'INSTALLATION DE CABLES | [8 empty] | DATE D'EMISSION : |  | VERSION : | Réservé ST-EL
|  |  | DEMANDEUR : | FERIOLI |  | DESCRIPTION : | Beam Loss |  |  |  |  | FIN TRAVAUX DEMANDE : |  |  | RECU LE:
|  |  | TEL : | 75583 |  | DIVISION : | AB |  |  |  |  | CODE BUDGETAIRE : | 96534 |  | No. DT:
|  |  | BEEP : |  |  | GROUPE : | BDI |  |  |  |  | NOM SIGNATURE AUTORISE : | Ferioli |  | AFFAIRE :
| COMMENTAIRES : |  |  | Point 7 right | [10 empty] | ACTIVITE :
OSE :
|  | 5 | 4 | 20 | 6 | 12 | 12 | 3 | 4 | 7 | 7 | 6 | 12 | 12 | 3 | 4 | 7 | 7
No. Cable | No | TYPE | RE- | FONCTION DU CABLE |  |  | ORIGINE | [6 empty] | DESTINATION |  |  |  |  | LON- | No. Cable
(par ST-EL) |  | CABLE | SEAU |  | OUVRAG | EQUIPEMENT | ELEMENT | POSV | POSH | CONNECT | CONVN | OUVRAG | EQUIPEMENT | ELEMENT | POSV | POSH | CONNECT | CONVN | GUEUR | (par ST-EL)
| 98 | CB50 |  | Analog signal |  | BJBAP.A6R7 |  | IN 1 |  | 1B50PMT |  |  | BLMEI.A6R7 | TCSG.6R7.B1 | Sout1 |  | 1B50PMT
| 99 | CB50 |  | Analog signal |  | BJBAP.A6R7 |  | IN 2 |  | 1B50PMT |  |  | BLMES.A6R7 | TCSG.6R7.B1 | Sout2 |  | 1B50PMT
| 100 | CB50 |  | Analog signal |  | BJBAP.A6R7 |  | IN 3 |  | 1B50PMT |  |  | BLMEI.B6R7 | TCSM.6R7.B1 | Sout1 |  | 1B50PMT
| 101 | CB50 |  | Analog signal |  | BJBAP.A6R7 |  | IN 4 |  | 1B50PMT |  |  | BLMES.B6R7 | TCSM.6R7.B1 | Sout2 |  | 1B50PMT
| 102 | CB50 |  | Analog signal |  | BJBAP.A6R7 |  | IN 5 |  | 1B50PMT |  |  | BLMEI.C6R7 | TLCA.A6R7.B1 | Sout1 |  | 1B50PMT
| 103 | CB50 |  | Analog signal |  | BJBAP.A6R7 |  | IN 6 |  | 1B50PMT |  |  | BLMES.C6R7 | TLCA.A6R7.B1 | Sout2 |  | 1B50PMT
| 104 | CB50 |  | Analog signal |  | BJBAP.A6R7 |  | IN 7 |  | 1B50PMT |  |  | BLMEI.D6R7 | TCSM.A6R7.B2 | Sout1 |  | 1B50PMT
| 105 | CB50 |  | Analog signal |  | BJBAP.A6R7 |  | IN 8 |  | 1B50PMT |  |  | BLMES.D6R7 | TCSM.A6R7.B2 | Sout2 |  | 1B50PMT
36 | 106 | CBH50 |  | High voltage |  | BJBHT.A6R7 |  | HVout |  | 1HVPF |  |  | BLMEI.A6R7 | TCSG.6R7.B1 | HVin |  | 1HVPF
37 | 107 | CBH50 |  | High voltage |  | BLMES.A6R7 | TCSG.6R7.B1 | HVout |  | 1HVPF |  |  | BLMEI.B6R7 | TCSM.6R7.B1 | HVin |  | 1HVPF
38 | 108 | CBH50 |  | High voltage |  | BLMES.B6R7 | TCSM.6R7.B1 | HVout |  | 1HVPF |  |  | BLMEI.C6R7 | TLCA.A6R7.B1 | HVin |  | 1HVPF
39 | 109 | CBH50 |  | High voltage |  | BLMES.C6R7 | TLCA.A6R7.B1 | HVout |  | 1HVPF |  |  | BLMEI.D6R7 | TCSM.A6R7.B2 | HVin |  | 1HVPF
40 | 110 | CBH50 |  | High voltage |  | BLMES.D6R7 | TCSM.A6R7.B2 | HVout |  | 1HVPF |  |  | BJBAP.A6R7 |  | HVin |  | 1HVPF
| 111 | CB50 |  | Analog signal |  | BJBAP.B6R7 |  | IN 1 |  | 1B50PMT |  |  | BLMEI.E6R7 | TCSG.A6R7.B2 | Sout1 |  | 1B50PMT
| 112 | CB50 |  | Analog signal |  | BJBAP.B6R7 |  | IN 2 |  | 1B50PMT |  |  | BLMES.E6R7 | TCSG.A6R7.B2 | Sout2 |  | 1B50PMT
| 113 | CB50 |  | Analog signal |  | BJBAP.B6R7 |  | IN 3 |  | 1B50PMT |  |  | BLMEI.F6R7 | TCSM.B6R7.B2 | Sout1 |  | 1B50PMT
| 114 | CB50 |  | Analog signal |  | BJBAP.B6R7 |  | IN 4 |  | 1B50PMT |  |  | BLMES.F6R7 | TCSM.B6R7.B2 | Sout2 |  | 1B50PMT
| 115 | CB50 |  | Analog signal |  | BJBAP.B6R7 |  | IN 5 |  | 1B50PMT |  |  | BLMEI.G6R7 | TCSG.B6R7.B2 | Sout1 |  | 1B50PMT
| 116 | CB50 |  | Analog signal |  | BJBAP.B6R7 |  | IN 6 |  | 1B50PMT |  |  | BLMES.G6R7 | TCSG.B6R7.B2 | Sout2 |  | 1B50PMT
41 | 117 | CBH50 |  | High voltage |  | BJBHT.B6R7 |  | HVout |  | 1HVPF |  |  | BLMEI.E6R7 | TCSG.A6R7.B2 | HVin |  | 1HVPF
42 | 118 | CBH50 |  | High voltage |  | BLMES.E6R7 | TCSG.A6R7.B2 | HVout |  | 1HVPF |  |  | BLMEI.F6R7 | TCSM.B6R7.B2 | HVin |  | 1HVPF
43 | 119 | CBH50 |  | High voltage |  | BLMES.F6R7 | TCSM.B6R7.B2 | HVout |  | 1HVPF |  |  | BLMEI.G6R7 | TCSG.B6R7.B2 | HVin |  | 1HVPF
44 | 120 | CBH50 |  | High voltage |  | BLMES.G6R7 | TCSG.B6R7.B2 | HVout |  | 1HVPF |  |  | BJBAP.B6R7 |  | HVin |  | 1HVPF
| CERN ST/EL | [17 empty] | PAGE :
| DIC |  | DEMANDE D'INSTALLATION DE CABLES | [8 empty] | DATE D'EMISSION : |  | VERSION : | Réservé ST-EL
|  |  | DEMANDEUR : | FERIOLI |  | DESCRIPTION : | Beam Loss |  |  |  |  | FIN TRAVAUX DEMANDE : |  |  | RECU LE:
|  |  | TEL : | 75583 |  | DIVISION : | AB |  |  |  |  | CODE BUDGETAIRE : | 96534 |  | No. DT:
|  |  | BEEP : |  |  | GROUPE : | BDI |  |  |  |  | NOM SIGNATURE AUTORISE : | Ferioli |  | AFFAIRE :
| COMMENTAIRES : |  |  | Point 7 right | [10 empty] | ACTIVITE :
OSE :
|  | 5 | 4 | 20 | 6 | 12 | 12 | 3 | 4 | 7 | 7 | 6 | 12 | 12 | 3 | 4 | 7 | 7
No. Cable | No | TYPE | RE- | FONCTION DU CABLE |  |  | ORIGINE | [6 empty] | DESTINATION |  |  |  |  | LON- | No. Cable
(par ST-EL) |  | CABLE | SEAU |  | OUVRAG | EQUIPEMENT | ELEMENT | POSV | POSH | CONNECT | CONVN | OUVRAG | EQUIPEMENT | ELEMENT | POSV | POSH | CONNECT | CONVN | GUEUR | (par ST-EL)
| 121 | CB50 |  | Analog signal |  | BJBAP.C6R7 |  | IN 1 |  | 1B50PMT |  |  | BLMEI.H6R7 | TLCA.A6R7.B1 | Sout1 |  | 1B50PMT
| 122 | CB50 |  | Analog signal |  | BJBAP.C6R7 |  | IN 2 |  | 1B50PMT |  |  | BLMES.H6R7 | TLCA.A6R7.B1 | Sout2 |  | 1B50PMT
| 123 | CB50 |  | Analog signal |  | BJBAP.C6R7 |  | IN 3 |  | 1B50PMT |  |  | BLMEI.I6R7 | TCHSS.6R7.B2 | Sout1 |  | 1B50PMT
| 124 | CB50 |  | Analog signal |  | BJBAP.C6R7 |  | IN 4 |  | 1B50PMT |  |  | BLMES.I6R7 | TCHSS.6R7.B2 | Sout2 |  | 1B50PMT
| 125 | CB50 |  | Analog signal |  | BJBAP.C6R7 |  | IN 5 |  | 1B50PMT |  |  | BLMEI.L6R7 | TCHSH.6R7.B2 | Sout1 |  | 1B50PMT
| 126 | CB50 |  | Analog signal |  | BJBAP.C6R7 |  | IN 6 |  | 1B50PMT |  |  | BLMES.L6R7 | TCHSH.6R7.B2 | Sout2 |  | 1B50PMT
| 127 | CB50 |  | Analog signal |  | BJBAP.C6R7 |  | IN 7 |  | 1B50PMT |  |  | BLMEI.M6R7 | TCHSV.6R7.B2 | Sout1 |  | 1B50PMT
| 128 | CB50 |  | Analog signal |  | BJBAP.C6R7 |  | IN 8 |  | 1B50PMT |  |  | BLMES.M6R7 | TCHSV.6R7.B2 | Sout2 |  | 1B50PMT
45 | 129 | CBH50 |  | High voltage |  | BJBHT.C6R7 |  | HVout |  | 1HVPF |  |  | BLMEI.H6R7 | TLCA.A6R7.B1 | HVin |  | 1HVPF
46 | 130 | CBH50 |  | High voltage |  | BLMES.H6R7 | TLCA.A6R7.B1 | HVout |  | 1HVPF |  |  | BLMEI.I6R7 | TCHSS.6R7.B2 | HVin |  | 1HVPF
47 | 131 | CBH50 |  | High voltage |  | BLMES.I6R7 | TCHSS.6R7.B2 | HVout |  | 1HVPF |  |  | BLMEI.L6R7 | TCHSH.6R7.B2 | HVin |  | 1HVPF
48 | 132 | CBH50 |  | High voltage |  | BLMES.L6R7 | TCHSH.6R7.B2 | HVout |  | 1HVPF |  |  | BLMEI.M6R7 | TCHSV.6R7.B2 | HVin |  | 1HVPF
49 | 133 | CBH50 |  | High voltage |  | BLMES.M6R7 | TCHSV.6R7.B2 | HVout |  | 1HVPF |  |  | BJBAP.C6R7 |  | HVin |  | 1HVPF
| 134 | CB50 |  | Analog signal |  | BJBAP.D6R7 |  | IN 1 |  | 1B50PMT |  |  | BLMEI.N6R7 | TCP.A6.R7.B2 | Sout1 |  | 1B50PMT
| 135 | CB50 |  | Analog signal |  | BJBAP.D6R7 |  | IN 2 |  | 1B50PMT |  |  | BLMES.N6R7 | TCP.A6.R7.B2 | Sout2 |  | 1B50PMT
| 136 | CB50 |  | Analog signal |  | BJBAP.D6R7 |  | IN 3 |  | 1B50PMT |  |  | BLMEI.O6R7 | TCP.B6.R7.B2 | Sout1 |  | 1B50PMT
| 137 | CB50 |  | Analog signal |  | BJBAP.D6R7 |  | IN 4 |  | 1B50PMT |  |  | BLMES.O6R7 | TCP.B6.R7.B2 | Sout2 |  | 1B50PMT
50 | 138 | CBH50 |  | High voltage |  | BJBHT.D6R7 |  | HVout |  | 1HVPF |  |  | BLMEI.N6R7 | TCP.A6.R7.B2 | HVin |  | 1HVPF
51 | 139 | CBH50 |  | High voltage |  | BLMES.N6R7 | TCP.A6.R7.B2 | HVout |  | 1HVPF |  |  | BLMEI.O6R7 | TCP.B6.R7.B2 | HVin |  | 1HVPF
52 | 140 | CBH50 |  | High voltage |  | BLMES.O6R7 | TCP.B6.R7.B2 | HVout |  | 1HVPF |  |  | BJBAP.D6R7 |  | HVin |  | 1HVPF
| 141 | CB50 |  | Analog signal |  | BJBAP.E6R7 |  | IN 1 |  | 1B50PMT |  |  | BLMEI.P6R7 | TCP.C6.R7.B2 | Sout1 |  | 1B50PMT
| 142 | CB50 |  | Analog signal |  | BJBAP.E6R7 |  | IN 2 |  | 1B50PMT |  |  | BLMES.P6R7 | TCP.C6.R7.B2 | Sout2 |  | 1B50PMT
| 143 | CB50 |  | Analog signal |  | BJBAP.E6R7 |  | IN 3 |  | 1B50PMT |  |  | BLMEI.Q6R7 | TCP.D6.R7.B2 | Sout1 |  | 1B50PMT
| 144 | CB50 |  | Analog signal |  | BJBAP.E6R7 |  | IN 4 |  | 1B50PMT |  |  | BLMES.Q6R7 | TCP.D6.R7.B2 | Sout2 |  | 1B50PMT
| 145 | CB50 |  | Analog signal |  | BJBAP.E6R7 |  | IN 5 |  | 1B50PMT |  |  | BLMEI.R6R7 | TCLA.E6.R7.B1 | Sout1 |  | 1B50PMT
| 146 | CB50 |  | Analog signal |  | BJBAP.E6R7 |  | IN 6 |  | 1B50PMT |  |  | BLMES.R6R7 | TCLA.E6.R7.B1 | Sout2 |  | 1B50PMT
| 147 | CB50 |  | Analog signal |  | BJBAP.E6R7 |  | IN 7 |  | 1B50PMT |  |  | BLMEI.S6R7 | TLCA.A7.R7.B1 | Sout1 |  | 1B50PMT
| 148 | CB50 |  | Analog signal |  | BJBAP.E6R7 |  | IN 8 |  | 1B50PMT |  |  | BLMES.S6R7 | TLCA.A7.R7.B1 | Sout2 |  | 1B50PMT
53 | 149 | CBH50 |  | High voltage |  | BJBHT.E6R7 |  | HVout |  | 1HVPF |  |  | BLMEI.P6R7 | TCP.C6.R7.B2 | HVin |  | 1HVPF
54 | 150 | CBH50 |  | High voltage |  | BLMES.P6R7 | TCP.C6.R7.B2 | HVout |  | 1HVPF |  |  | BLMEI.Q6R7 | TCP.D6.R7.B2 | HVin |  | 1HVPF
55 | 151 | CBH50 |  | High voltage |  | BLMES.Q6R7 | TCP.D6.R7.B2 | HVout |  | 1HVPF |  |  | BLMEI.R6R7 | TCLA.E6.R7.B1 | HVin |  | 1HVPF
56 | 152 | CBH50 |  | High voltage |  | BLMES.R6R7 | TCLA.E6.R7.B1 | HVout |  | 1HVPF |  |  | BLMEI.S6R7 | TLCA.A7.R7.B1 | HVin |  | 1HVPF
57 | 153 | CBH50 |  | High voltage |  | BLMES.S6R7 | TLCA.A7.R7.B1 | HVout |  | 1HVPF |  |  | BJBAP.E6R7 |  | HVin |  | 1HVPF
| CERN ST/EL | [17 empty] | PAGE :
| DIC |  | DEMANDE D'INSTALLATION DE CABLES | [8 empty] | DATE D'EMISSION : |  | VERSION : | Réservé ST-EL
|  |  | DEMANDEUR : | FERIOLI |  | DESCRIPTION : | Beam Loss |  |  |  |  | FIN TRAVAUX DEMANDE : |  |  | RECU LE:
|  |  | TEL : | 75583 |  | DIVISION : | AB |  |  |  |  | CODE BUDGETAIRE : | 96534 |  | No. DT:
|  |  | BEEP : |  |  | GROUPE : | BDI |  |  |  |  | NOM SIGNATURE AUTORISE : | Ferioli |  | AFFAIRE :
| COMMENTAIRES : |  |  | Point 7 right | [10 empty] | ACTIVITE :
OSE :
|  | 5 | 4 | 20 | 6 | 12 | 12 | 3 | 4 | 7 | 7 | 6 | 12 | 12 | 3 | 4 | 7 | 7
No. Cable | No | TYPE | RE- | FONCTION DU CABLE |  |  | ORIGINE | [6 empty] | DESTINATION |  |  |  |  | LON- | No. Cable
(par ST-EL) |  | CABLE | SEAU |  | OUVRAG | EQUIPEMENT | ELEMENT | POSV | POSH | CONNECT | CONVN | OUVRAG | EQUIPEMENT | ELEMENT | POSV | POSH | CONNECT | CONVN | GUEUR | (par ST-EL)
| 144 | CB50 |  | Analog signal |  | BJBAP.A8R7 |  | IN 1 |  | 1B50PMT |  |  | BLMEI.A8R7 | MBA.8R7 | Sout1 |  | 1B50PMT
| 145 | CB50 |  | Analog signal |  | BJBAP.A8R7 |  | IN 2 |  | 1B50PMT |  |  | BLMEI.B8R7 | MBA.8R7 | Sout1 |  | 1B50PMT
| 146 | CB50 |  | Analog signal |  | BJBAP.A8R7 |  | IN 3 |  | 1B50PMT |  |  | BLMEI.C8R7 | MBA.8R7 | Sout1 |  | 1B50PMT
| 147 | CB50 |  | Analog signal |  | BJBAP.A8R7 |  | IN 4 |  | 1B50PMT |  |  | BLMEI.D8R7 | MBA.8R7 | Sout1 |  | 1B50PMT
| 148 | CB50 |  | Analog signal |  | BJBAP.A8R7 |  | IN 5 |  | 1B50PMT |  |  | BLMEI.E8R7 | MBA.8R7 | Sout1 |  | 1B50PMT
| 149 | CB50 |  | Analog signal |  | BJBAP.A8R7 |  | IN 6 |  | 1B50PMT |  |  | BLMEI.F8R7 | MBA.8R7 | Sout1 |  | 1B50PMT
58 | 150 | CBH50 |  | High voltage |  | BJBHT.A8R7 |  | HVout |  | 1HVPF |  |  | BLMEI.A8R7 | MBA.8R7 | HVin |  | 1HVPF
59 | 151 | CBH50 |  | High voltage |  | BLMEI.A8R7 | MBA.8R7 | HVout |  | 1HVPF |  |  | BLMEI.B8R7 | MBA.8R7 | HVin |  | 1HVPF
60 | 152 | CBH50 |  | High voltage |  | BLMEI.B8R7 | MBA.8R7 | HVout |  | 1HVPF |  |  | BLMEI.C8R7 | MBA.8R7 | HVin |  | 1HVPF
61 | 153 | CBH50 |  | High voltage |  | BLMEI.C8R7 | MBA.8R7 | HVout |  | 1HVPF |  |  | BLMEI.D8R7 | MBA.8R7 | HVin |  | 1HVPF
62 | 154 | CBH50 |  | High voltage |  | BLMEI.D8R7 | MBA.8R7 | HVout |  | 1HVPF |  |  | BLMEI.E8R7 | MBA.8R7 | HVin |  | 1HVPF
63 | 155 | CBH50 |  | High voltage |  | BLMEI.E8R7 | MBA.8R7 | HVout |  | 1HVPF |  |  | BLMEI.F8R7 | MBA.8R7 | HVin |  | 1HVPF
64 | 156 | CBH50 |  | High voltage |  | BLMEI.F8R7 | MBA.8R7 | HVout |  | 1HVPF |  |  | BJBAP.A8R7 |  | HVin |  | 1HVPF
| 157 | CB50 |  | Analog signal |  | BJBAP.A11R7 |  | IN 1 |  | 1B50PMT |  |  | BLMEI.A11R7 | MBA.11R7 | Sout1 |  | 1B50PMT
| 158 | CB50 |  | Analog signal |  | BJBAP.A11R7 |  | IN 2 |  | 1B50PMT |  |  | BLMEI.B11R7 | MBA.11R7 | Sout1 |  | 1B50PMT
| 159 | CB50 |  | Analog signal |  | BJBAP.A11R7 |  | IN 3 |  | 1B50PMT |  |  | BLMEI.C11R7 | MBA.11R7 | Sout1 |  | 1B50PMT
| 160 | CB50 |  | Analog signal |  | BJBAP.A11R7 |  | IN 4 |  | 1B50PMT |  |  | BLMEI.D11R7 | MBA.11R7 | Sout1 |  | 1B50PMT
| 161 | CB50 |  | Analog signal |  | BJBAP.A11R7 |  | IN 5 |  | 1B50PMT |  |  | BLMEI.E11R7 | MBA.11R7 | Sout1 |  | 1B50PMT
| 162 | CB50 |  | Analog signal |  | BJBAP.A11R7 |  | IN 6 |  | 1B50PMT |  |  | BLMEI.F11R7 | MBA.11R7 | Sout1 |  | 1B50PMT
65 | 163 | CBH50 |  | High voltage |  | BJBHT.A11R7 |  | HVout |  | 1HVPF |  |  | BLMEI.A11R7 | MBA.11R7 | HVin |  | 1HVPF
66 | 164 | CBH50 |  | High voltage |  | BLMEI.A11R7 | MBA.11R7 | HVout |  | 1HVPF |  |  | BLMEI.B11R7 | MBA.11R7 | HVin |  | 1HVPF
67 | 165 | CBH50 |  | High voltage |  | BLMEI.B11R7 | MBA.11R7 | HVout |  | 1HVPF |  |  | BLMEI.C11R7 | MBA.11R7 | HVin |  | 1HVPF
68 | 166 | CBH50 |  | High voltage |  | BLMEI.C11R7 | MBA.11R7 | HVout |  | 1HVPF |  |  | BLMEI.D11R7 | MBA.11R7 | HVin |  | 1HVPF
69 | 167 | CBH50 |  | High voltage |  | BLMEI.D11R7 | MBA.11R7 | HVout |  | 1HVPF |  |  | BLMEI.E11R7 | MBA.11R7 | HVin |  | 1HVPF
70 | 168 | CBH50 |  | High voltage |  | BLMEI.E11R7 | MBA.11R7 | HVout |  | 1HVPF |  |  | BLMEI.F11R7 | MBA.11R7 | HVin |  | 1HVPF
71 | 169 | CBH50 |  | High voltage |  | BLMEI.F11R7 | MBA.11R7 | HVout |  | 1HVPF |  |  | BJBAP.A11R7 |  | HVin |  | 1HVPF