## SR1
|  | SR1 : BY05 | [20 empty] | Last modification: |  |  |  | 2014-03-12
[23 empty] | EDMS Id. |  |  |  | 1368489 v.1
BY05:
|  |  |  | 22 | minitubes |  |  | with |  | 8 | fibres from the |  |  |  |  | left half-arc |  |  |  | BPM+BLM
|  |  |  | 4 | minitubes |  |  | with |  | 6 | fibres from the |  |  |  |  | left DSS |  |  |  | BPM
|  |  |  | 2 | minitubes |  |  | with |  | 24 | fibres from |  |  |  |  | BY02=RR13 |  |  |  | BLM
|  |  |  | 1 | minitubes |  |  | with |  | 24 | fibres from |  |  |  |  | BY01=RR13 |  |  |  | BPM
|  |  |  | 1 | minitubes |  |  | with |  | 6 | fibres from |  |  |  |  | BY01=RR13 |  |  |  | BPM
|  |  |  | 1 | minitubes |  |  | with |  | 24 | fibres from |  |  |  |  | BY01=UJ14 |  |  |  | BPM
|  |  |  | 1 | minitubes |  |  | with |  | 12 | fibres from the |  |  |  |  | SR control rack |  |  |  | BST
|  |  |  | 1 | minitubes |  |  | with |  | 6 | to the |  |  |  |  | BY05=USA15 |  |  |  | BST
|  |  |  | 1 | minitubes |  |  | with |  | 24 | fibres from |  |  |  |  | BY01=UJ16 |  |  |  | BPM
|  |  |  | 1 | minitubes |  |  | with |  | 24 | fibres from |  |  |  |  | BY01=RR17 |  |  |  | BPM
|  |  |  | 1 | minitubes |  |  | with |  | 6 | fibres from |  |  |  |  | BY01=RR17 |  |  |  | BPM
|  |  |  | 2 | minitubes |  |  | with |  | 24 | fibres from |  |  |  |  | BY02=RR17 |  |  |  | BLM
|  |  |  | 4 | minitubes |  |  | with |  | 6 | fibres from |  |  |  |  | right DSS |  |  |  | BPM
|  |  |  | 23 | minitubes |  |  | with |  | 8 | fibres from |  |  |  |  | right half-arc |  |  |  | BPM+BLM
|  | TOTAL: |  | 65 | minitubes |  |  | with |  | 612 | fibres |  | → | 302 |  | from the LEFT side of the IP | [6 empty] | & |  | 310 | from the RIGHT side of the IP | [7 empty] | & | 18 |  | for the BST
| CHASSIS NAME | [16 empty] | Rack Layout |  |  |  | BY05=SR1
| Input | A |  | 1 | 2 |  | 3 | 4 |  | 5 | 6 |  | 7 | 8 |  | 9 | 10 |  | 11 | 12 | [18 empty] | 1 | U | 1 minitube from the SR control rack BYFIB01
SPLITTERS |  | SP B1 |  |  |  |  | 1 | 2 |  | 3 | 4 |  | 5 | 6 |  | 7 | 8 |  | INPUT | [5 empty] | 9 | 10 |  | 11 | 12 |  | 13 | 14 |  | 15 | 16 |  |  |  | 1 | U | Splitter Beam 1 Timing
|  | SP B2 |  |  |  |  | 1 | 2 |  | 3 | 4 |  | 5 | 6 |  | 7 | 8 |  | INPUT | [5 empty] | 9 | 10 |  | 11 | 12 |  | 13 | 14 |  | 15 | 16 |  |  |  | 1 | U | Splitter Beam 2 Timing
|  |  |  | Spare | [34 empty] | 1 | U | Spare
|  |  |  | Spare | [34 empty] | 1 | U | Spare
| Output | B |  | 1 | 2 |  | 3 | 4 |  | 5 | 6 | [27 empty] | 1 | U | 1 minitube with 6 fibres to BY01=USA15
BY01=USA15
|  |  |  | Space for spare output | [34 empty] | 1 | U | Spare
|  |  |  | Space for BST fibre optic cables | [34 empty] | 1 | U | Spare
[11 empty] | LEFT | [19 empty] | RIGHT
CHASSIS NAME
|  |  |  | 1 |  |  | 2 |  |  | 3 |  |  | 4 |  |  | 5 |  |  | 6 |  |  | 7 |  |  | 8 |  |  | 9 |  |  | 10 |  |  | 11 |  |  | 12
BLM (LSS) |  | C | BY02=RR13 A 1-12 | 1 | 2 | BY02=RR13 A 13-24 | 1 | 2 | BY02= RR13 B 1-12 | 1 | 2 | BY02= RR13 B 13-24 | 1 | 2 | [12 empty] | BY02=RR17 B 13-24 | 1 | 2 | BY02=RR17 B 1-12 | 1 | 2 | BY02=RR17 A 13-24 | 1 | 2 | BY02=RR17 A 1-12 | 1 | 2 | 4 | U | 2 minitubes with 24 fibres each to RR13
|  |  |  | 3 | 4 |  | 3 | 4 |  | 3 | 4 |  | 3 | 4 | [13 empty] | 3 | 4 |  | 3 | 4 |  | 3 | 4 |  | 3 | 4
|  |  |  | 5 | 6 |  | 5 | 6 |  | 5 | 6 |  | 5 | 6 | [13 empty] | 5 | 6 |  | 5 | 6 |  | 5 | 6 |  | 5 | 6
|  |  |  | 7 | 8 |  | 7 | 8 |  | 7 | 8 |  | 7 | 8 | [13 empty] | 7 | 8 |  | 7 | 8 |  | 7 | 8 |  | 7 | 8
|  |  |  | 9 | 10 |  | 9 | 10 |  | 9 | 10 |  | 9 | 10 | [13 empty] | 9 | 10 |  | 9 | 10 |  | 9 | 10 |  | 9 | 10 |  |  | 2 minitubes with 24 fibres each to RR17
|  |  |  | 11 | 12 |  | 11 | 12 |  | 11 | 12 |  | 11 | 12 | [13 empty] | 11 | 12 |  | 11 | 12 |  | 11 | 12 |  | 11 | 12
|  |  |  | Space for storing the cables | [34 empty] | 1 | U
BPM (LSS) |  | D | BY01=RR13 A 1-12 | 1 | 2 | BY01=RR13 A13-24 | 1 | 2 | BY01=RR13 B | 1 | 2 |  |  |  | BY01=UJ14 A 13-18 | 1 | 2 | BY01=UJ14 A 1-12 | 1 | 2 | BY01=UJ16 A 1-12 | 1 | 2 | BY01=UJ16 A 13-18 | 1 | 2 |  |  |  | BY01=RR17 B | 1 | 2 | BY01=RR17 A 13-24 | 1 | 2 | BY01=RR17 A 1-12 | 1 | 2 | 4 | U | 1 minitube with 24 fibres + 1 minitube with 6 fibres to RR73
|  |  |  | 3 | 4 |  | 3 | 4 |  | 3 | 4 |  |  |  |  | 3 | 4 |  | 3 | 4 |  | 3 | 4 |  | 3 | 4 |  |  |  |  | 3 | 4 |  | 3 | 4 |  | 3 | 4
|  |  |  | 5 | 6 |  | 5 | 6 |  | 5 | 6 |  |  |  |  | 5 | 6 |  | 5 | 6 |  | 5 | 6 |  | 5 | 6 |  |  |  |  | 5 | 6 |  | 5 | 6 |  | 5 | 6 |  |  | 1 minitube with 12 fibres + 1 minitube with 24 fibres to UJ76
|  |  |  | 7 | 8 |  | 7 | 8 | [10 empty] | 7 | 8 |  | 7 | 8 | [10 empty] | 7 | 8 |  | 7 | 8
|  |  |  | 9 | 10 |  | 9 | 10 | [10 empty] | 9 | 10 |  | 9 | 10 | [10 empty] | 9 | 10 |  | 9 | 10 |  |  | 1 minitube with 12 fibres to RR77
|  |  |  | 11 | 12 |  | 11 | 12 | [10 empty] | 11 | 12 |  | 11 | 12 | [10 empty] | 11 | 12 |  | 11 | 12
|  |  |  | Space for storing the cables | [34 empty] | 1 | U
BPM (DSS) |  | E | BYPM .A8 L1 | 1 | 2 | BYPM .A10 L1 | 1 | 2 | BYPM .B10 L1 | 1 | 2 | BYPM .A12 L1 | 1 | 2 | [12 empty] | BYPM .A8 R1 | 1 | 2 | BYPM .A10 R1 | 1 | 2 | BYPM .B10 R1 | 1 | 2 | BYPM .A12 R1 | 1 | 2 | 4 | U | 4 minitubes with 6 fibres each to DSS left
|  |  |  | 3 | 4 |  | 3 | 4 |  | 3 | 4 |  | 3 | 4 | [13 empty] | 3 | 4 |  | 3 | 4 |  | 3 | 4 |  | 3 | 4
|  |  |  | 5 | 6 |  | 5 | 6 |  | 5 | 6 |  | 5 | 6 | [13 empty] | 5 | 6 |  | 5 | 6 |  | 5 | 6 |  | 5 | 6 |  |  | 4 minitubes with 6 fibres each to DSS right
|  |  |  | Space for storing the cables | [34 empty] | 1 | U
BPM & BLM (Arcs) |  | F | BYPLM .A12 L1 | 1 | 2 | BYPLM .A13 L1 | 1 | 2 | BYPLM .A14 L1 | 1 | 2 | BYPLM .A15 L1 | 1 | 2 | BYPLM .A16 L1 | 1 | 2 | [6 empty] | BYPLM .A12 R1 | 1 | 2 | BYPLM .A13 R1 | 1 | 2 | BYPLM .A14 R1 | 1 | 2 | BYPLM .A15 R1 | 1 | 2 | BYPLM .A16 R1 | 1 | 2 | 4 | U
|  |  |  | 3 | 4 |  | 3 | 4 |  | 3 | 4 |  | 3 | 4 |  | 3 | 4 | [7 empty] | 3 | 4 |  | 3 | 4 |  | 3 | 4 |  | 3 | 4 |  | 3 | 4
|  |  |  | 5 | 6 |  | 5 | 6 |  | 5 | 6 |  | 5 | 6 |  | 5 | 6 | [7 empty] | 5 | 6 |  | 5 | 6 |  | 5 | 6 |  | 5 | 6 |  | 5 | 6
|  |  |  | 7 | 8 |  | 7 | 8 |  | 7 | 8 |  | 7 | 8 |  | 7 | 8 | [7 empty] | 7 | 8 |  | 7 | 8 |  | 7 | 8 |  | 7 | 8 |  | 7 | 8
|  |  |  | Space for storing the cables | [34 empty] | 1 | U
|  | G | BYPLM .A17 L1 | 1 | 2 | BYPLM .A18 L1 | 1 | 2 | BYPLM .A19 L1 | 1 | 2 | BYPLM .A20 L1 | 1 | 2 | BYPLM .A21 L1 | 1 | 2 | BYPLM .A22 L1 | 1 | 2 | BYPLM .A17 R1 | 1 | 2 | BYPLM .A18 R1 | 1 | 2 | BYPLM .A19 R1 | 1 | 2 | BYPLM .A20 R1 | 1 | 2 | BYPLM .A21 R1 | 1 | 2 | BYPLM .A22 R1 | 1 | 2 | 4 | U
|  |  |  | 3 | 4 |  | 3 | 4 |  | 3 | 4 |  | 3 | 4 |  | 3 | 4 |  | 3 | 4 |  | 3 | 4 |  | 3 | 4 |  | 3 | 4 |  | 3 | 4 |  | 3 | 4 |  | 3 | 4
|  |  |  | 5 | 6 |  | 5 | 6 |  | 5 | 6 |  | 5 | 6 |  | 5 | 6 |  | 5 | 6 |  | 5 | 6 |  | 5 | 6 |  | 5 | 6 |  | 5 | 6 |  | 5 | 6 |  | 5 | 6
|  |  |  | 7 | 8 |  | 7 | 8 |  | 7 | 8 |  | 7 | 8 |  | 7 | 8 |  | 7 | 8 |  | 7 | 8 |  | 7 | 8 |  | 7 | 8 |  | 7 | 8 |  | 7 | 8 |  | 7 | 8
22 minitubes with 8 fibres each to the left half-arc
|  |  |  | Space for storing the cables | [34 empty] | 1 | U
|  | H | BYPLM .A23 L1 | 1 | 2 | BYPLM .A24 L1 | 1 | 2 | BYPLM .A25 L1 | 1 | 2 | BYPLM .A26 L1 | 1 | 2 | BYPLM .A27 L1 | 1 | 2 | BYPLM .A28 L1 | 1 | 2 | BYPLM .A23 R1 | 1 | 2 | BYPLM .A24 R1 | 1 | 2 | BYPLM .A25 R1 | 1 | 2 | BYPLM .A26 R1 | 1 | 2 | BYPLM .A27 R1 | 1 | 2 | BYPLM .A28 R1 | 1 | 2 | 4 | U | 23 minitubes with 8 fibres each to the right half-arc
|  |  |  | 3 | 4 |  | 3 | 4 |  | 3 | 4 |  | 3 | 4 |  | 3 | 4 |  | 3 | 4 |  | 3 | 4 |  | 3 | 4 |  | 3 | 4 |  | 3 | 4 |  | 3 | 4 |  | 3 | 4
|  |  |  | 5 | 6 |  | 5 | 6 |  | 5 | 6 |  | 5 | 6 |  | 5 | 6 |  | 5 | 6 |  | 5 | 6 |  | 5 | 6 |  | 5 | 6 |  | 5 | 6 |  | 5 | 6 |  | 5 | 6
|  |  |  | 7 | 8 |  | 7 | 8 |  | 7 | 8 |  | 7 | 8 |  | 7 | 8 |  | 7 | 8 |  | 7 | 8 |  | 7 | 8 |  | 7 | 8 |  | 7 | 8 |  | 7 | 8 |  | 7 | 8
|  |  |  | Space for storing the cables | [34 empty] | 1 | U
|  | I | BYPLM .A29 L1 | 1 | 2 | BYPLM .A30 L1 | 1 | 2 | BYPLM .A31 L1 | 1 | 2 | BYPLM .A32 L1 | 1 | 2 | BYPLM .A33 L1 | 1 | 2 |  |  |  | BYPLM .A29 R1 | 1 | 2 | BYPLM .A30 R1 | 1 | 2 | BYPLM .A31 R1 | 1 | 2 | BYPLM .A32 R1 | 1 | 2 | BYPLM .A33 R1 | 1 | 2 | BYPLM .A34 R1 | 1 | 2 | 4 | U
|  |  |  | 3 | 4 |  | 3 | 4 |  | 3 | 4 |  | 3 | 4 |  | 3 | 4 |  |  |  |  | 3 | 4 |  | 3 | 4 |  | 3 | 4 |  | 3 | 4 |  | 3 | 4 |  | 3 | 4
|  |  |  | 5 | 6 |  | 5 | 6 |  | 5 | 6 |  | 5 | 6 |  | 5 | 6 |  |  |  |  | 5 | 6 |  | 5 | 6 |  | 5 | 6 |  | 5 | 6 |  | 5 | 6 |  | 5 | 6
|  |  |  | 7 | 8 |  | 7 | 8 |  | 7 | 8 |  | 7 | 8 |  | 7 | 8 |  |  |  |  | 7 | 8 |  | 7 | 8 |  | 7 | 8 |  | 7 | 8 |  | 7 | 8 |  | 7 | 8
[16 empty] | 9 | 10 | [19 empty] | 9 | 10
[16 empty] | 11 | 12 | [19 empty] | 11 | 12
|  |  |  | Space for storing the cables | [34 empty] | 2 | U
[5 empty] | BPM |  |  | BLM |  |  | BPM spare |  |  |  | Luminosity |  |  |  |  | Radiation monitoring | [5 empty] | BPMWF |  |  |  | Int. Card with laser | [6 empty] | TOTAL: |  | 44 | U
[5 empty] | BST B1 |  |  | BST B2 |  |  | BST SPS |  |  |  | BST spare |  |  |  |  | SPS pre-pulse | [5 empty] | IP crossing diagnostic
Diode Orbit system

## SR2
|  | SR2 : BY05 | [20 empty] | Last modification: |  |  |  | 2007-08-20
[23 empty] | EDMS Id. |  |  |  | 1368489 v.1
BY05:
|  |  |  | 22 | minitubes |  |  | with |  | 8 | fibres from the |  |  |  | left half-arc |  |  |  |  | BPM+BLM
|  |  |  | 4 | minitubes |  |  | with |  | 6 | fibres from the |  |  |  | left DSS |  |  |  |  | BPM
|  |  |  | 1 | minitubes |  |  | with |  | 12 | fibres from |  |  |  | BY07=UA23 |  |  |  |  | BPM
|  |  |  | 2 | minitubes |  |  | with |  | 24 | fibres from |  |  |  | BY07=UA23 |  |  |  |  | BLM
|  |  |  | 1 | minitubes |  |  | with |  | 6 | fibres from |  |  |  | BY07=UA23 |  |  |  |  | BLM
|  |  |  | 1 | minitubes |  |  | with |  | 6 | fibres from the |  |  |  | BY06=UA23 |  |  |  |  | BST
|  |  |  | 1 | minitubes |  |  | with |  | 24 | fibres from the |  |  |  | BY05=UA23 |  |  |  |  | BPM
|  |  |  | 1 | minitubes |  |  | with |  | 6 | fibres from the |  |  |  | BY04=UA23 |  |  |  |  | BST
|  |  |  | 1 | minitubes |  |  | with |  | 6 | fibres from the |  |  |  | BY02=UA23 |  |  |  |  | BST
|  |  |  | 1 | minitubes |  |  | with |  | 24 | fibres from the |  |  |  | BY01=UA23 |  |  |  |  | BPM
|  |  |  | 1 | minitubes |  |  | with |  | 12 | fibres from the |  |  |  | SR control rack |  |  |  |  | BST
|  |  |  | 1 | minitubes |  |  | with |  | 24 | fibres from the |  |  |  | BY01=UA27 |  |  |  |  | BPM
|  |  |  | 1 | minitubes |  |  | with |  | 6 | fibres from the |  |  |  | BY01=UA27 |  |  |  |  | BST
|  |  |  | 1 | minitubes |  |  | with |  | 24 | fibres from the |  |  |  | BY02=UA27 |  |  |  |  | BPM
|  |  |  | 1 | minitubes |  |  | with |  | 12 | fibres from the |  |  |  | BY03=UA27 |  |  |  |  | BPM
|  |  |  | 2 | minitubes |  |  | with |  | 24 | fibres from the |  |  |  | BY03=UA27 |  |  |  |  | BLM
|  |  |  | 1 | minitubes |  |  | with |  | 6 | fibres from the |  |  |  | BY03=UA27 |  |  |  |  | BLM
|  |  |  | 4 | minitubes |  |  | with |  | 6 | fibres from the |  |  |  | right DSS |  |  |  |  | BPM
|  |  |  | 23 | minitubes |  |  | with |  | 8 | fibres from the |  |  |  | right half-arc |  |  |  |  | BPM+BLM
|  | TOTAL: |  | 70 | minitubes |  |  | → | 672 |  | fibres |  | → | 314 |  | from the LEFT side of the IP | [6 empty] | & |  | 322 | from the RIGHT side of the IP | [7 empty] | & | 36 |  | for the BST
| CHASSIS NAME | [16 empty] | Rack Layout |  |  |  | BY05=SR2
| Input | A |  | 1 | 2 |  | 3 | 4 |  | 5 | 6 |  | 7 | 8 |  | 9 | 10 |  | 11 | 12 | [18 empty] | 1 | U | 1 minitube from the SR control rack CYFIB01
SPLITTERS |  | SP B1 |  |  |  |  | 1 | 2 |  | 3 | 4 |  | 5 | 6 |  | 7 | 8 |  | INPUT | [5 empty] | 9 | 10 |  | 11 | 12 |  | 13 | 14 |  | 15 | 16 |  |  |  | 1 | U | Splitter Beam 1 Timing
|  | SP B2 |  |  |  |  | 1 | 2 |  | 3 | 4 |  | 5 | 6 |  | 7 | 8 |  | INPUT | [5 empty] | 9 | 10 |  | 11 | 12 |  | 13 | 14 |  | 15 | 16 |  |  |  | 1 | U | Splitter Beam 2 Timing
|  | SP SPS |  |  |  |  | 1 | 2 |  | 3 | 4 |  | 5 | 6 |  | 7 | 8 |  | INPUT | [5 empty] | 9 | 10 |  | 11 | 12 |  | 13 | 14 |  | 15 | 16 |  |  |  | 1 | U | Splitter SPS Timing
|  |  |  | Spare | [34 empty] | 1 | U | Spare
1 minitube with 6 fibres to BY02=UA23 for BST
| Output | B |  | 1 | 2 |  | 3 | 4 |  | 5 | 6 |  | 7 | 8 |  | 9 | 10 |  | 11 | 12 |  | 13 | 14 |  | 15 | 16 |  | 17 | 18 |  | 19 | 20 |  | 21 | 22 |  | 23 | 24 | 1 | U | 1 minitube with 6 fibres to BY04=UA23 for BST
|  |  |  | BY06=UA23 A | [8 empty] | BY04=UA23 A | [8 empty] | BY02=UA23 A | [8 empty] | BY01=UA27 A | [9 empty] | 1 minitube with 6 fibres to BY06=UA23 for BST
1 minitube with 6 fibres to BY01=UA27 for BST
|  |  |  | Space for spare output | [34 empty] | 1 | U | Spare
|  |  |  | Space for BST fibre optic cables | [34 empty] | 1 | U | Spare
IP
[11 empty] | LEFT | [19 empty] | RIGHT
|  |  |  | 1 |  |  | 2 |  |  | 3 |  |  | 4 |  |  | 5 |  |  | 6 |  |  | 7 |  |  | 8 |  |  | 9 |  |  | 10 |  |  | 11 |  |  | 12
BLM (LSS) |  | C | BY07=UA23 B1-12 | 1 | 2 | BY07=UA23 B13-24 | 1 | 2 | BY07=UA23 C1-12 | 1 | 2 | BY07=UA23 C13-24 | 1 | 2 | BY07=UA23 D 1-6 | 1 | 2 | [6 empty] | BY03=UA27 D 1-6 | 1 | 2 | BY03=UA27 C 13-24 | 1 | 2 | BY03=UA27 C 1-12 | 1 | 2 | BY03=UA27 B13-24 | 1 | 2 | BY03=UA27 B1-12 | 1 | 2 | 4 | U | 2 minitube with 24 fibres from BY07=UA23
|  |  |  | 3 | 4 |  | 3 | 4 |  | 3 | 4 |  | 3 | 4 |  | 3 | 4 | [7 empty] | 3 | 4 |  | 3 | 4 |  | 3 | 4 |  | 3 | 4 |  | 3 | 4 |  |  | 1 minitube with 6 fibres from BY07=UA23
|  |  |  | 5 | 6 |  | 5 | 6 |  | 5 | 6 |  | 5 | 6 |  | 5 | 6 | [7 empty] | 5 | 6 |  | 5 | 6 |  | 5 | 6 |  | 5 | 6 |  | 5 | 6
|  |  |  | 7 | 8 |  | 7 | 8 |  | 7 | 8 |  | 7 | 8 | [13 empty] | 7 | 8 |  | 7 | 8 |  | 7 | 8 |  | 7 | 8 |  |  | 2 minitube with 24 fibres from BY03=UA27
|  |  |  | 9 | 10 |  | 9 | 10 |  | 9 | 10 |  | 9 | 10 | [13 empty] | 9 | 10 |  | 9 | 10 |  | 9 | 10 |  | 9 | 10 |  |  | 1 minitube with 6 fibres from BY03=UA27
|  |  |  | 11 | 12 |  | 11 | 12 |  | 11 | 12 |  | 11 | 12 | [13 empty] | 11 | 12 |  | 11 | 12 |  | 11 | 12 |  | 11 | 12
|  |  |  | Space for storing the cables | [34 empty] | 1 | U
BPM (LSS) |  | D | BY07=UA23 A | 1 | 2 | BY05=UA23 A1-12 | 1 | 2 | BY05=UA23 A13-24 | 1 | 2 | BY01=UA23 A1-12 | 1 | 2 | BY01=UA23 A13-24 | 1 | 2 | [6 empty] | BY01=UA27 A13-24 | 1 | 2 | BY01=UA27 A1-12 | 1 | 2 | BY02=UA27 A13-24 | 1 | 2 | BY02=UA27 A1-12 | 1 | 2 | BY03=UA27 A | 1 | 2 | 4 | U | 1 minitube with 12 fibres from BY07=UA23
|  |  |  | 3 | 4 |  | 3 | 4 |  | 3 | 4 |  | 3 | 4 |  | 3 | 4 | [7 empty] | 3 | 4 |  | 3 | 4 |  | 3 | 4 |  | 3 | 4 |  | 3 | 4 |  |  | 1 minitube with 24 fibres from BY05=UA23
|  |  |  | 5 | 6 |  | 5 | 6 |  | 5 | 6 |  | 5 | 6 |  | 5 | 6 | [7 empty] | 5 | 6 |  | 5 | 6 |  | 5 | 6 |  | 5 | 6 |  | 5 | 6 |  |  | 1 minitube with 24 fibres from BY01=UA23
|  |  |  | 7 | 8 |  | 7 | 8 |  | 7 | 8 |  | 7 | 8 |  | 7 | 8 | [7 empty] | 7 | 8 |  | 7 | 8 |  | 7 | 8 |  | 7 | 8 |  | 7 | 8 |  |  | 1 minitube with 12 fibres from BY03=UA27
|  |  |  | 9 | 10 |  | 9 | 10 |  | 9 | 10 |  | 9 | 10 |  | 9 | 10 | [7 empty] | 9 | 10 |  | 9 | 10 |  | 9 | 10 |  | 9 | 10 |  | 9 | 10 |  |  | 1 minitube with 24 fibres from BY02=UA27
|  |  |  | 11 | 12 |  | 11 | 12 |  | 11 | 12 |  | 11 | 12 |  | 11 | 12 | [7 empty] | 11 | 12 |  | 11 | 12 |  | 11 | 12 |  | 11 | 12 |  | 11 | 12 |  |  | 1 minitube with 24 fibres from BY01=UA27
|  |  |  | Space for storing the cables | [34 empty] | 1 | U
BPM (DSS) |  | E | BYPM .A8 L2 | 1 | 2 | BYPM .A10 L2 | 1 | 2 | BYPM .B10 L2 | 1 | 2 | BYPM .A12 L2 | 1 | 2 | [12 empty] | BYPM .A8 R2 | 1 | 2 | BYPM .A10 R2 | 1 | 2 | BYPM .B10 R2 | 1 | 2 | BYPM .A12 R2 | 1 | 2 | 4 | U | 4 minitubes with 6 fibres each to DSS left
|  |  |  | 3 | 4 |  | 3 | 4 |  | 3 | 4 |  | 3 | 4 | [13 empty] | 3 | 4 |  | 3 | 4 |  | 3 | 4 |  | 3 | 4
|  |  |  | 5 | 6 |  | 5 | 6 |  | 5 | 6 |  | 5 | 6 | [13 empty] | 5 | 6 |  | 5 | 6 |  | 5 | 6 |  | 5 | 6 |  |  | 4 minitubes with 6 fibres each to DSS right
|  |  |  | Space for storing the cables | [34 empty] | 1 | U
BPM & BLM (Arcs) |  | F | BYPLM .A12 L2 | 1 | 2 | BYPLM .A13 L2 | 1 | 2 | BYPLM .A14 L2 | 1 | 2 | BYPLM .A15 L2 | 1 | 2 | BYPLM .A16 L2 | 1 | 2 | [6 empty] | BYPLM .A12 R2 | 1 | 2 | BYPLM .A13 R2 | 1 | 2 | BYPLM .A14 R2 | 1 | 2 | BYPLM .A15 R2 | 1 | 2 | BYPLM .A16 R2 | 1 | 2 | 4 | U
|  |  |  | 3 | 4 |  | 3 | 4 |  | 3 | 4 |  | 3 | 4 |  | 3 | 4 | [7 empty] | 3 | 4 |  | 3 | 4 |  | 3 | 4 |  | 3 | 4 |  | 3 | 4
|  |  |  | 5 | 6 |  | 5 | 6 |  | 5 | 6 |  | 5 | 6 |  | 5 | 6 | [7 empty] | 5 | 6 |  | 5 | 6 |  | 5 | 6 |  | 5 | 6 |  | 5 | 6
|  |  |  | 7 | 8 |  | 7 | 8 |  | 7 | 8 |  | 7 | 8 |  | 7 | 8 | [7 empty] | 7 | 8 |  | 7 | 8 |  | 7 | 8 |  | 7 | 8 |  | 7 | 8
|  |  |  | Space for storing the cables | [34 empty] | 1 | U
|  | G | BYPLM .A17 L2 | 1 | 2 | BYPLM .A18 L2 | 1 | 2 | BYPLM .A19 L2 | 1 | 2 | BYPLM .A20 L2 | 1 | 2 | BYPLM .A21 L2 | 1 | 2 | BYPLM .A22 L2 | 1 | 2 | BYPLM .A17 R2 | 1 | 2 | BYPLM .A18 R2 | 1 | 2 | BYPLM .A19 R2 | 1 | 2 | BYPLM .A20 R2 | 1 | 2 | BYPLM .A21 R2 | 1 | 2 | BYPLM .A22 R2 | 1 | 2 | 4 | U
|  |  |  | 3 | 4 |  | 3 | 4 |  | 3 | 4 |  | 3 | 4 |  | 3 | 4 |  | 3 | 4 |  | 3 | 4 |  | 3 | 4 |  | 3 | 4 |  | 3 | 4 |  | 3 | 4 |  | 3 | 4
|  |  |  | 5 | 6 |  | 5 | 6 |  | 5 | 6 |  | 5 | 6 |  | 5 | 6 |  | 5 | 6 |  | 5 | 6 |  | 5 | 6 |  | 5 | 6 |  | 5 | 6 |  | 5 | 6 |  | 5 | 6
|  |  |  | 7 | 8 |  | 7 | 8 |  | 7 | 8 |  | 7 | 8 |  | 7 | 8 |  | 7 | 8 |  | 7 | 8 |  | 7 | 8 |  | 7 | 8 |  | 7 | 8 |  | 7 | 8 |  | 7 | 8
22 minitubes with 8 fibres each to the left half-arc
[39 empty] | 1 | U
|  | H | BYPLM .A23 L2 | 1 | 2 | BYPLM .A24 L2 | 1 | 2 | BYPLM .A25 L2 | 1 | 2 | BYPLM .A26 L2 | 1 | 2 | BYPLM .A27 L2 | 1 | 2 | BYPLM .A28 L2 | 1 | 2 | BYPLM .A23 R2 | 1 | 2 | BYPLM .A24 R2 | 1 | 2 | BYPLM .A25 R2 | 1 | 2 | BYPLM .A26 R2 | 1 | 2 | BYPLM .A27 R2 | 1 | 2 | BYPLM .A28 R2 | 1 | 2 | 4 | U | 23 minitubes with 8 fibres each to the right half-arc
|  |  |  | 3 | 4 |  | 3 | 4 |  | 3 | 4 |  | 3 | 4 |  | 3 | 4 |  | 3 | 4 |  | 3 | 4 |  | 3 | 4 |  | 3 | 4 |  | 3 | 4 |  | 3 | 4 |  | 3 | 4
|  |  |  | 5 | 6 |  | 5 | 6 |  | 5 | 6 |  | 5 | 6 |  | 5 | 6 |  | 5 | 6 |  | 5 | 6 |  | 5 | 6 |  | 5 | 6 |  | 5 | 6 |  | 5 | 6 |  | 5 | 6
|  |  |  | 7 | 8 |  | 7 | 8 |  | 7 | 8 |  | 7 | 8 |  | 7 | 8 |  | 7 | 8 |  | 7 | 8 |  | 7 | 8 |  | 7 | 8 |  | 7 | 8 |  | 7 | 8 |  | 7 | 8
|  |  |  | Space for storing the cables | [34 empty] | 1 | U
|  | I | BYPLM .A29 L2 | 1 | 2 | BYPLM .A30 L2 | 1 | 2 | BYPLM .A31 L2 | 1 | 2 | BYPLM .A32 L2 | 1 | 2 | BYPLM .A33 L2 | 1 | 2 |  |  |  | BYPLM .A29 R2 | 1 | 2 | BYPLM .A30 R2 | 1 | 2 | BYPLM .A31 R2 | 1 | 2 | BYPLM .A32 R2 | 1 | 2 | BYPLM .A33 R2 | 1 | 2 | BYPLM .A34 R2 | 1 | 2 | 4 | U
|  |  |  | 3 | 4 |  | 3 | 4 |  | 3 | 4 |  | 3 | 4 |  | 3 | 4 |  |  |  |  | 3 | 4 |  | 3 | 4 |  | 3 | 4 |  | 3 | 4 |  | 3 | 4 |  | 3 | 4
|  |  |  | 5 | 6 |  | 5 | 6 |  | 5 | 6 |  | 5 | 6 |  | 5 | 6 |  |  |  |  | 5 | 6 |  | 5 | 6 |  | 5 | 6 |  | 5 | 6 |  | 5 | 6 |  | 5 | 6
|  |  |  | 7 | 8 |  | 7 | 8 |  | 7 | 8 |  | 7 | 8 |  | 7 | 8 |  |  |  |  | 7 | 8 |  | 7 | 8 |  | 7 | 8 |  | 7 | 8 |  | 7 | 8 |  | 7 | 8
[16 empty] | 9 | 10 | [19 empty] | 9 | 10
[16 empty] | 11 | 12 | [19 empty] | 11 | 12
|  |  |  | Space for storing the cables | [34 empty] | 2 | U
[5 empty] | BPM |  |  | BLM |  |  | BPM spare |  |  |  | Luminosity |  |  |  |  | Radiation monitoring | [16 empty] | TOTAL: |  | 44 | U
[5 empty] | BST B1 |  |  | BST B2 |  |  | BST SPS |  |  |  | BST spare |  |  |  |  | SPS pre-pulse

## SR3
|  | SR3 : BY05 | [20 empty] | Last modification: |  |  |  | 2007-08-20
[23 empty] | EDMS Id. |  |  |  | 1368489 v.1
BY05:
|  |  |  | 22 | minitubes |  |  | with |  | 8 | fibres from the |  |  |  |  | left half-arc |  |  |  | BPM+BLM
|  |  |  | 4 | minitubes |  |  | with |  | 6 | fibres from the |  |  |  |  | left DSS |  |  |  | BPM
|  |  |  | 3 | minitubes |  |  | with |  | 24 | fibres from |  |  |  |  | BY02=UJ33 |  |  |  | BLM
|  |  |  | 1 | minitubes |  |  | with |  | 6 | fibres from the |  |  |  |  | BY02=UJ33 |  |  |  | BST
|  |  |  | 1 | minitubes |  |  | with |  | 24 | fibres from |  |  |  |  | BY01=UJ33 |  |  |  | BPM
|  |  |  | 1 | minitubes |  |  | with |  | 12 | fibres from |  |  |  |  | BY01=UJ33 |  |  |  | BPM
|  |  |  | 1 | minitubes |  |  | with |  | 12 | fibres from the |  |  |  |  | SR control rack |  |  |  | BST
|  |  |  | 7 | minitubes |  |  | with |  | 6 | fibres from |  |  |  |  | right LSS |  |  |  | BPM
|  |  |  | 4 | minitubes |  |  | with |  | 6 | fibres from |  |  |  |  | right DSS |  |  |  | BPM
|  |  |  | 23 | minitubes |  |  | with |  | 8 | fibres from |  |  |  |  | right half-arc |  |  |  | BPM+BLM
|  | TOTAL: |  | 67 | minitubes |  |  | with |  | 576 | fibres |  | → | 314 |  | from the LEFT side of the IP | [6 empty] | & |  | 250 | from the RIGHT side of the IP | [7 empty] | & | 18 | for the BST
| CHASSIS NAME | [16 empty] | Rack Layout |  |  |  | BY05=SR1
|  |  |  | 1 | 2 |  | 3 | 4 |  | 5 | 6 |  | 7 | 8 |  | 9 | 10 |  | 11 | 12 | [18 empty] | 1 | U | 1 minitube with 6 fibres from the SR control rack
| Input | A
[7 empty] | 1 | 2 |  | 3 | 4 |  | 5 | 6 |  | 7 | 8 |  | INPUT | [5 empty] | 9 | 10 |  | 11 | 12 |  | 13 | 14 |  | 15 | 16 |  |  |  | 1 | U | Splitter Beam 1 Timing
SPLITTERS |  | SP B1
[7 empty] | 1 | 2 |  | 3 | 4 |  | 5 | 6 |  | 7 | 8 |  | INPUT | [5 empty] | 9 | 10 |  | 11 | 12 |  | 13 | 14 |  | 15 | 16 |  |  |  | 1 | U | Splitter Beam 2 Timing
SP B2
|  |  |  | Spare | [34 empty] | 1 | U | Spare
|  |  |  | Spare | [34 empty] | 1 | U | Spare
|  |  |  | 1 | 2 |  | 3 | 4 |  | 5 | 6 | [27 empty] | 1 | U | 1 minitube with 6 fibres to BY02=UJ32
| Output | B |  | BY02=UJ33
|  |  |  | Space for spare output | [34 empty] | 1 | U | Spare
|  |  |  | Space for BST fibre optic cables | [34 empty] | 1 | U | Spare
IP
[11 empty] | LEFT | [19 empty] | RIGHT
|  |  |  | 1 |  |  | 2 |  |  | 3 |  |  | 4 |  |  | 5 |  |  | 6 |  |  | 7 |  |  | 8 |  |  | 9 |  |  | 10 |  |  | 11 |  |  | 12
BLM (LSS) |  | C | BY02=UJ33 B 1-12 | 1 | 2 | BY02=UJ33 B 13-24 | 1 | 2 | BY02= UJ33 C 1-12 | 1 | 2 | BY02= UJ33 C 13-24 | 1 | 2 | BY02= UJ33 D 1-12 | 1 | 2 | BY02= UJ33 D 13-24 | 1 | 2 | [18 empty] | 4 | U | 3 minitubes with 24 fibres each to BY02=UJ33
|  |  |  | 3 | 4 |  | 3 | 4 |  | 3 | 4 |  | 3 | 4 |  | 3 | 4 |  | 3 | 4
|  |  |  | 5 | 6 |  | 5 | 6 |  | 5 | 6 |  | 5 | 6 |  | 5 | 6 |  | 5 | 6
|  |  |  | 7 | 8 |  | 7 | 8 |  | 7 | 8 |  | 7 | 8 |  | 7 | 8 |  | 7 | 8
|  |  |  | 9 | 10 |  | 9 | 10 |  | 9 | 10 |  | 9 | 10 |  | 9 | 10 |  | 9 | 10
|  |  |  | 11 | 12 |  | 11 | 12 |  | 11 | 12 |  | 11 | 12 |  | 11 | 12 |  | 11 | 12
|  |  |  | Space for storing the cables | [34 empty] | 1 | U
BPM (LSS) |  | D | BY01=UJ33 A 1-12 | 1 | 2 | BY01=UJ33 A13-24 | 1 | 2 | BY01=UJ33 B | 1 | 2 | [15 empty] | BYPMD .A8 R3 | 1 | 2 | BYPMD .B8 R3 | 1 | 2 | BYPMD .C8 R3 | 1 | 2 | BYPMD .D8 R3 | 1 | 2 | 4 | U | 1 minitube with 24 fibres + 1 minitube with 12 fibres to BY01=UJ33
|  |  |  | 3 | 4 |  | 3 | 4 |  | 3 | 4 | [16 empty] | 3 | 4 |  | 3 | 4 |  | 3 | 4 |  | 3 | 4
|  |  |  | 5 | 6 |  | 5 | 6 |  | 5 | 6 | [16 empty] | 5 | 6 |  | 5 | 6 |  | 5 | 6 |  | 5 | 6 |  |  | 7 minitube with 6 fibres each from right LSS
|  |  |  | 7 | 8 |  | 7 | 8 |  | 7 | 8 | [16 empty] | 7 | 8 |  | 7 | 8 |  | 7 | 8 |  | 7 | 8
|  |  |  | 9 | 10 |  | 9 | 10 |  | 9 | 10 | [16 empty] | 9 | 10 |  | 9 | 10 |  | 9 | 10 |  | 9 | 10
|  |  |  | 11 | 12 |  | 11 | 12 |  | 11 | 12 | [16 empty] | 11 | 12 |  | 11 | 12 |  | 11 | 12 |  | 11 | 12
|  |  |  | Space for storing the cables | [34 empty] | 1 | U
BPM (DSS) |  | E | BYPM .A8 L3 | 1 | 2 | BYPM .A10 L3 | 1 | 2 | BYPM .B10 L3 | 1 | 2 | BYPM .A12 L3 | 1 | 2 | [12 empty] | BYPM .A8 R3 | 1 | 2 | BYPM .A10 R3 | 1 | 2 | BYPM .B10 R3 | 1 | 2 | BYPM .A12 R3 | 1 | 2 | 4 | U | 4 minitubes with 6 fibres each to left DSS
|  |  |  | 3 | 4 |  | 3 | 4 |  | 3 | 4 |  | 3 | 4 | [13 empty] | 3 | 4 |  | 3 | 4 |  | 3 | 4 |  | 3 | 4
|  |  |  | 5 | 6 |  | 5 | 6 |  | 5 | 6 |  | 5 | 6 | [13 empty] | 5 | 6 |  | 5 | 6 |  | 5 | 6 |  | 5 | 6 |  |  | 4 minitubes with 6 fibres each to right DSS
|  |  |  | Space for storing the cables | [34 empty] | 1 | U
BPM & BLM (Arcs) |  | F | BYPLM .A12 L3 | 1 | 2 | BYPLM .A13 L3 | 1 | 2 | BYPLM .A14 L3 | 1 | 2 | BYPLM .A15 L3 | 1 | 2 | BYPLM .A16 L3 | 1 | 2 | [6 empty] | BYPLM .A12 R3 | 1 | 2 | BYPLM .A13 R3 | 1 | 2 | BYPLM .A14 R3 | 1 | 2 | BYPLM .A15 R3 | 1 | 2 | BYPLM .A16 R3 | 1 | 2 | 4 | U
|  |  |  | 3 | 4 |  | 3 | 4 |  | 3 | 4 |  | 3 | 4 |  | 3 | 4 | [7 empty] | 3 | 4 |  | 3 | 4 |  | 3 | 4 |  | 3 | 4 |  | 3 | 4
|  |  |  | 5 | 6 |  | 5 | 6 |  | 5 | 6 |  | 5 | 6 |  | 5 | 6 | [7 empty] | 5 | 6 |  | 5 | 6 |  | 5 | 6 |  | 5 | 6 |  | 5 | 6
|  |  |  | 7 | 8 |  | 7 | 8 |  | 7 | 8 |  | 7 | 8 |  | 7 | 8 | [7 empty] | 7 | 8 |  | 7 | 8 |  | 7 | 8 |  | 7 | 8 |  | 7 | 8
|  |  |  | Space for storing the cables | [34 empty] | 1 | U
|  | G | BYPLM .A17 L3 | 1 | 2 | BYPLM .A18 L3 | 1 | 2 | BYPLM .A19 L3 | 1 | 2 | BYPLM .A20 L3 | 1 | 2 | BYPLM .A21 L3 | 1 | 2 | BYPLM .A22 L3 | 1 | 2 | BYPLM .A17 R3 | 1 | 2 | BYPLM .A18 R3 | 1 | 2 | BYPLM .A19 R3 | 1 | 2 | BYPLM .A20 R3 | 1 | 2 | BYPLM .A21 R3 | 1 | 2 | BYPLM .A22 R3 | 1 | 2 | 4 | U
|  |  |  | 3 | 4 |  | 3 | 4 |  | 3 | 4 |  | 3 | 4 |  | 3 | 4 |  | 3 | 4 |  | 3 | 4 |  | 3 | 4 |  | 3 | 4 |  | 3 | 4 |  | 3 | 4 |  | 3 | 4
|  |  |  | 5 | 6 |  | 5 | 6 |  | 5 | 6 |  | 5 | 6 |  | 5 | 6 |  | 5 | 6 |  | 5 | 6 |  | 5 | 6 |  | 5 | 6 |  | 5 | 6 |  | 5 | 6 |  | 5 | 6
|  |  |  | 7 | 8 |  | 7 | 8 |  | 7 | 8 |  | 7 | 8 |  | 7 | 8 |  | 7 | 8 |  | 7 | 8 |  | 7 | 8 |  | 7 | 8 |  | 7 | 8 |  | 7 | 8 |  | 7 | 8
22 minitubes with 8 fibres each to the left half-arc
|  |  |  | Space for storing the cables | [34 empty] | 1 | U
|  | H | BYPLM .A23 L3 | 1 | 2 | BYPLM .A24 L3 | 1 | 2 | BYPLM .A25 L3 | 1 | 2 | BYPLM .A26 L3 | 1 | 2 | BYPLM .A27 L3 | 1 | 2 | BYPLM .A28 L3 | 1 | 2 | BYPLM .A23 R3 | 1 | 2 | BYPLM .A24 R3 | 1 | 2 | BYPLM .A25 R3 | 1 | 2 | BYPLM .A26 R3 | 1 | 2 | BYPLM .A27 R3 | 1 | 2 | BYPLM .A28 R3 | 1 | 2 | 4 | U | 23 minitubes with 8 fibres each to the right half-arc
|  |  |  | 3 | 4 |  | 3 | 4 |  | 3 | 4 |  | 3 | 4 |  | 3 | 4 |  | 3 | 4 |  | 3 | 4 |  | 3 | 4 |  | 3 | 4 |  | 3 | 4 |  | 3 | 4 |  | 3 | 4
|  |  |  | 5 | 6 |  | 5 | 6 |  | 5 | 6 |  | 5 | 6 |  | 5 | 6 |  | 5 | 6 |  | 5 | 6 |  | 5 | 6 |  | 5 | 6 |  | 5 | 6 |  | 5 | 6 |  | 5 | 6
|  |  |  | 7 | 8 |  | 7 | 8 |  | 7 | 8 |  | 7 | 8 |  | 7 | 8 |  | 7 | 8 |  | 7 | 8 |  | 7 | 8 |  | 7 | 8 |  | 7 | 8 |  | 7 | 8 |  | 7 | 8
|  |  |  | Space for storing the cables | [34 empty] | 1 | U
|  | I | BYPLM .A29 L3 | 1 | 2 | BYPLM .A30 L3 | 1 | 2 | BYPLM .A31 L3 | 1 | 2 | BYPLM .A32 L3 | 1 | 2 | BYPLM .A33 L3 | 1 | 2 |  |  |  | BYPLM .A29 R3 | 1 | 2 | BYPLM .A30 R3 | 1 | 2 | BYPLM .A31 R3 | 1 | 2 | BYPLM .A32 R3 | 1 | 2 | BYPLM .A33 R3 | 1 | 2 | BYPLM .A34 R3 | 1 | 2 | 4 | U
|  |  |  | 3 | 4 |  | 3 | 4 |  | 3 | 4 |  | 3 | 4 |  | 3 | 4 |  |  |  |  | 3 | 4 |  | 3 | 4 |  | 3 | 4 |  | 3 | 4 |  | 3 | 4 |  | 3 | 4
|  |  |  | 5 | 6 |  | 5 | 6 |  | 5 | 6 |  | 5 | 6 |  | 5 | 6 |  |  |  |  | 5 | 6 |  | 5 | 6 |  | 5 | 6 |  | 5 | 6 |  | 5 | 6 |  | 5 | 6
|  |  |  | 7 | 8 |  | 7 | 8 |  | 7 | 8 |  | 7 | 8 |  | 7 | 8 |  |  |  |  | 7 | 8 |  | 7 | 8 |  | 7 | 8 |  | 7 | 8 |  | 7 | 8 |  | 7 | 8
[16 empty] | 9 | 10 | [19 empty] | 9 | 10
[16 empty] | 11 | 12 | [19 empty] | 11 | 12
|  |  |  | Space for storing the cables | [34 empty] | 2 | U
[5 empty] | BPM |  |  | BLM |  |  | BPM spare |  |  |  | Luminosity |  |  |  |  | Radiation monitoring | [16 empty] | TOTAL: |  | 44 | U
[5 empty] | BST B1 |  |  | BST B2 |  |  | BST SPS |  |  |  | BST spare |  |  |  |  | SPS pre-pulse

## SX4
|  | SX4 - BY05 | [20 empty] | Last modification: |  |  |  | 2014-08-05
[23 empty] | EDMS Id. |  |  |  | 1368489 v.1
BY05:
|  |  |  | 22 | minitubes |  |  | with |  | 8 | fibres from the |  |  |  |  | left half-arc |  |  |  | BPM+BLM
|  |  |  | 4 | minitubes |  |  | with |  | 6 | fibres from the |  |  |  |  | left DSS |  |  |  | BPM
|  |  |  | 1 | minitubes |  |  | with |  | 24 | fibres from |  |  |  |  | BY12=UA43 |  |  |  | BLM
|  |  |  | 1 | minitubes |  |  | with |  | 12 | fibres from |  |  |  |  | BY08=UA43 |  |  |  | BST
|  |  |  | 1 | minitubes |  |  | with |  | 8 | fibres from |  |  |  |  | BY13=UA43 |  |  |  | BPM
|  |  |  | 1 | minitubes |  |  | with |  | 12 | fibres from |  |  |  |  | BY08=UA43 |  |  |  | BPM
|  |  |  | 1 | minitubes |  |  | with |  | 12 | fibres from |  |  |  |  | BY07=UA43 |  |  |  | BPM
|  |  |  | 1 | minitubes |  |  | with |  | 8 | fibres from |  |  |  |  | BY06=UA43 |  |  |  | BST
|  |  |  | 1 | minitubes |  |  | with |  | 12 | fibres from the |  |  |  |  | SR control rack |  |  |  | BST
|  |  |  | 1 | minitubes |  |  | with |  | 12 | to the |  |  |  |  | BY02=US45 |  |  |  | BST
|  |  |  | 1 | minitubes |  |  | with |  | 12 | fibres from |  |  |  |  | BY01=UA47 |  |  |  | BPM
|  |  |  | 1 | minitubes |  |  | with |  | 8 | fibres from |  |  |  |  | BY02=UA47 |  |  |  | BST
|  |  |  | 1 | minitubes |  |  | with |  | 12 | fibres from |  |  |  |  | BY05=UA47 |  |  |  | BPM
|  |  |  | 1 | minitubes |  |  | with |  | 24 | fibres from |  |  |  |  | BY05=UA47 |  |  |  | BST
|  |  |  | 1 | minitubes |  |  | with |  | 12 | fibres from |  |  |  |  | BY11=UA47 |  |  |  | BST
|  |  |  | 1 | minitubes |  |  | with |  | 8 | fibres from |  |  |  |  | BY08=UA47 |  |  |  | BPM
|  |  |  | 1 | minitubes |  |  | with |  | 24 | fibres from |  |  |  |  | BY09=UA47 |  |  |  | BLM
|  |  |  | 4 | minitubes |  |  | with |  | 6 | fibres from |  |  |  |  | right DSS |  |  |  | BPM
|  |  |  | 23 | minitubes |  |  | with |  | 8 | fibres from |  |  |  |  | right half-arc |  |  |  | BPM+BLM
|  | TOTAL: |  | 68 | minitubes |  |  | with |  | 608 | fibres |  | → | 256 |  | from the LEFT side of the IP | [6 empty] | & |  | 264 | from the RIGHT side of the IP | [6 empty] | & | 88 | for the BST
| CHASSIS NAME | [16 empty] | Rack Layout |  |  |  | BY05=SX4
| SR4-R/SX4-R/B |  |  | 1 | 2 |  | 3 | 4 |  | 5 | 6 |  | 7 | 8 |  | 9 | 10 |  | 11 | 12
1 minitube from the SR control rack CYFIB01
| Input | A |  | 1 | 2 |  | 3 | 4 |  | 5 | 6 |  | 7 | 8 |  | 9 | 10 |  | 11 | 12 |  | 13 | 14 |  | 15 | 16 |  | 17 | 18 |  | 19 | 20 |  | 21 | 22 |  | 23 | 24 | 1 | U | 1 minitube from the BY02=US45
|  |  |  | (1-12) CYFRB01=SR4 | [17 empty] | (13-24) BY02=US45
SPLITTERS |  | SP B1 A |  |  |  |  | 1 | 2 |  | 3 | 4 |  | 5 | 6 |  | 7 | 8 |  | INPUT | [5 empty] | 9 | 10 |  | 11 | 12 |  | 13 | 14 |  | 15 | 16 |  |  |  | 1 | U | Splitter Beam 1 Timing
[7 empty] | BPM_1LA | BPM_1LB |  | BPM_2LA | BPM_2LB |  | BPM_1RA | BPM_1RB |  | BPM_2RA | BPM_2RB | [7 empty] | BLM | BLM |  | BLM | BY10 |  | BY10 | BY11 |  | BY12
|  | SP B1 B |  |  |  |  | 1 | 2 |  | 3 | 4 |  | 5 | 6 |  | 7 | 8 |  | INPUT | [5 empty] | 9 | 10 |  | 11 | 12 |  | 13 | 14 |  | 15 | 16 |  |  |  | 1 | U | Splitter Beam 1 Timing
[7 empty] | UA43=BY06 | UA43=BY06 |  | UA43=BY08 | UA43=BY08 |  | UA43=BY08 | UA43=BY08 |  | UA47=BY02 | UA47=BY02 | [7 empty] | UA47=BY05 | UA47=BY05 |  | UA47=BY05 | UA47=BY11 |  | UA47=BY11 | UA47=BY11 |  | UA47=BY11 | UA47=BY11
|  | SP B1 C |  |  |  |  | 1 | 2 |  | 3 | 4 |  | 5 | 6 |  | 7 | 8 |  | INPUT | [5 empty] | 9 | 10 |  | 11 | 12 |  | 13 | 14 |  | 15 | 16 |  |  |  | 1 | U | Splitter Beam 1 Timing
UA47=BY11
|  |  |  | Space for BST fibre optic cables | [34 empty] | 1 | U
|  | SP B2 A |  |  |  |  | 1 | 2 |  | 3 | 4 |  | 5 | 6 |  | 7 | 8 |  | INPUT | [5 empty] | 9 | 10 |  | 11 | 12 |  | 13 | 14 |  | 15 | 16 |  |  |  | 1 | U | Splitter Beam 2 Timing
[7 empty] | BPM_1LA | BPM_1LB |  | BPM_2LA | BPM_2LB |  | BPM_1RA | BPM_1RB |  | BPM_2RA | BPM_2RB | [7 empty] | BLM | BLM |  | BLM | BY10 |  | BY10 | BY11
|  | SP B2 B |  |  |  |  | 1 | 2 |  | 3 | 4 |  | 5 | 6 |  | 7 | 8 |  | INPUT | [5 empty] | 9 | 10 |  | 11 | 12 |  | 13 | 14 |  | 15 | 16 |  |  |  | 1 | U | Splitter Beam 2 Timing
[7 empty] | UA43=BY06 | UA43=BY06 |  | UA43=BY08 | UA43=BY08 |  | UA43=BY08 | UA43=BY08 |  | UA47=BY02 | UA47=BY02 | [7 empty] | UA47=BY05 | UA47=BY05 |  | UA47=BY05 | UA47=BY11 |  | UA47=BY11 | UA47=BY11 |  | UA47=BY11 | UA47=BY11
|  | SP B2 C |  |  |  |  | 1 | 2 |  | 3 | 4 |  | 5 | 6 |  | 7 | 8 |  | INPUT | [5 empty] | 9 | 10 |  | 11 | 12 |  | 13 | 14 |  | 15 | 16 |  |  |  | 1 | U | Splitter Beam 2 Timing
UA47=BY11
IP
[11 empty] | LEFT | [19 empty] | RIGHT
|  |  |  | 1 |  |  | 2 |  |  | 3 |  |  | 4 |  |  | 5 |  |  | 6 |  |  | 7 |  |  | 8 |  |  | 9 |  |  | 10 |  |  | 11 |  |  | 12
[16 empty] | TIMING | [24 empty] | 1 minitubes with 24 fibres to BY12=UA43
BLM (LSS) |  | C | BY12=UA43 A 1-12 | 1 | 2 | BY12=UA43 A13-24 | 1 | 2 | [6 empty] | UA43 BY06 A(1-6) | 1 | 2 | UA43 BY08 A(1-12) | 1 | 2 | UA47 BY02 A(1-8) | 1 | 2 | UA47 BY11 A(1-12) | 1 | 2 | UA47 BY05 A(1-12) | 1 | 2 | UA47 BY05 A(13-24) | 1 | 2 | BY09=UA47 A(1-12) | 1 | 2 | BY09=UA47 A(13-24) | 1 | 2 | 4 | U | 1 minitubes with 24 fibres to BY09=UA47
|  |  |  | 3 | 4 |  | 3 | 4 | [7 empty] | 3 | 4 |  | 3 | 4 |  | 3 | 4 |  | 3 | 4 |  | 3 | 4 |  | 3 | 4 |  | 3 | 4 |  | 3 | 4 |  |  | 1 minitube with 6 fibres to BY06=UA43 for BST
|  |  |  | 5 | 6 |  | 5 | 6 | [7 empty] | 5 | 6 |  | 5 | 6 |  | 5 | 6 |  | 5 | 6 |  | 5 | 6 |  | 5 | 6 |  | 5 | 6 |  | 5 | 6 |  |  | 1 minitube with 12 fibres to BY08=UA43 for BST
|  |  |  | 7 | 8 |  | 7 | 8 | [7 empty] | 7 | 8 |  | 7 | 8 |  | 7 | 8 |  | 7 | 8 |  | 7 | 8 |  | 7 | 8 |  | 7 | 8 |  | 7 | 8 |  |  | 1 minitube with 6 fibres to BY12=UA43 for BST
|  |  |  | 9 | 10 |  | 9 | 10 | [10 empty] | 9 | 10 |  |  |  |  | 9 | 10 |  | 9 | 10 |  | 9 | 10 |  | 9 | 10 |  | 9 | 10 |  |  | 1 minitube with 6 fibres to BY02=UA47 for BST
|  |  |  | 11 | 12 |  | 11 | 12 | [10 empty] | 11 | 12 |  |  |  |  | 11 | 12 |  | 11 | 12 |  | 11 | 12 |  | 11 | 12 |  | 11 | 12 |  |  | 1 minitube with 6 fibres to BY05=UA47 for BST
|  |  |  | Space for storing the cables | [34 empty] | 1 | U | 1 minitube with 12 fibres to BY11=UA47 for BST
BPM (LSS) |  | D | BY07=UA43 A | 1 | 2 | BY08=UA43 B | 1 | 2 | BY13=UA43 A | 1 | 2 | [18 empty] | BY01=UA47 A | 1 | 2 | BY05=UA47 B | 1 | 2 | BY08=UA47 A | 1 | 2 | 4 | U | 1 minitube with 12 fibres to BY07=UA43
|  |  |  | 3 | 4 |  | 3 | 4 |  | 3 | 4 | [19 empty] | 3 | 4 |  | 3 | 4 |  | 3 | 4 |  |  | 1 minitube with 12 fibres to BY08=UA43
|  |  |  | 5 | 6 |  | 5 | 6 |  | 5 | 6 | [19 empty] | 5 | 6 |  | 5 | 6 |  | 5 | 6 |  |  | 1 minitube with 6 fibres to BY13=UA43
|  |  |  | 7 | 8 |  | 7 | 8 |  | 7 | 8 | [19 empty] | 7 | 8 |  | 7 | 8 |  | 7 | 8 |  |  | 1 minitube with 12 fibres to BY01=UA47
|  |  |  | 9 | 10 |  | 9 | 10 | [22 empty] | 9 | 10 |  | 9 | 10 | [5 empty] | 1 minitube with 12 fibres to BY05=UA47
|  |  |  | 11 | 12 |  | 11 | 12 | [22 empty] | 11 | 12 |  | 11 | 12 | [5 empty] | 1 minitube with 6 fibres to BY08=UA47
|  |  |  | Space for storing the cables | [34 empty] | 1 | U
BPM (DSS) |  | E | BYPM .A8 L4 | 1 | 2 | BYPM .A10 L4 | 1 | 2 | BYPM .B10 L4 | 1 | 2 | BYPM .A12 L4 | 1 | 2 | [12 empty] | BYPM .A8 R4 | 1 | 2 | BYPM .A10 R4 | 1 | 2 | BYPM .B10 R4 | 1 | 2 | BYPM .A12 R4 | 1 | 2 | 4 | U | 4 minitubes with 6 fibres each to DSS left
|  |  |  | 3 | 4 |  | 3 | 4 |  | 3 | 4 |  | 3 | 4 | [13 empty] | 3 | 4 |  | 3 | 4 |  | 3 | 4 |  | 3 | 4
|  |  |  | 5 | 6 |  | 5 | 6 |  | 5 | 6 |  | 5 | 6 | [13 empty] | 5 | 6 |  | 5 | 6 |  | 5 | 6 |  | 5 | 6 |  |  | 4 minitubes with 6 fibres each to DSS right
|  |  |  | Space for storing the cables | [34 empty] | 1 | U
BPM & BLM (Arcs) |  | F | BYPLM .A12 L4 | 1 | 2 | BYPLM .A13 L4 | 1 | 2 | BYPLM .A14 L4 | 1 | 2 | BYPLM .A15 L4 | 1 | 2 | BYPLM .A16 L4 | 1 | 2 | [6 empty] | BYPLM .A12 R4 | 1 | 2 | BYPLM .A13 R4 | 1 | 2 | BYPLM .A14 R4 | 1 | 2 | BYPLM .A15 R4 | 1 | 2 | BYPLM .A16 R4 | 1 | 2 | 4 | U
|  |  |  | 3 | 4 |  | 3 | 4 |  | 3 | 4 |  | 3 | 4 |  | 3 | 4 | [7 empty] | 3 | 4 |  | 3 | 4 |  | 3 | 4 |  | 3 | 4 |  | 3 | 4
|  |  |  | 5 | 6 |  | 5 | 6 |  | 5 | 6 |  | 5 | 6 |  | 5 | 6 | [7 empty] | 5 | 6 |  | 5 | 6 |  | 5 | 6 |  | 5 | 6 |  | 5 | 6
|  |  |  | 7 | 8 |  | 7 | 8 |  | 7 | 8 |  | 7 | 8 |  | 7 | 8 | [7 empty] | 7 | 8 |  | 7 | 8 |  | 7 | 8 |  | 7 | 8 |  | 7 | 8
|  |  |  | Space for storing the cables | [34 empty] | 1 | U
|  | G | BYPLM .A17 L4 | 1 | 2 | BYPLM .A18 L4 | 1 | 2 | BYPLM .A19 L4 | 1 | 2 | BYPLM .A20 L4 | 1 | 2 | BYPLM .A21 L4 | 1 | 2 | BYPLM .A22 L4 | 1 | 2 | BYPLM .A17 R4 | 1 | 2 | BYPLM .A18 R4 | 1 | 2 | BYPLM .A19 R4 | 1 | 2 | BYPLM .A20 R4 | 1 | 2 | BYPLM .A21 R4 | 1 | 2 | BYPLM .A22 R4 | 1 | 2 | 4 | U
|  |  |  | 3 | 4 |  | 3 | 4 |  | 3 | 4 |  | 3 | 4 |  | 3 | 4 |  | 3 | 4 |  | 3 | 4 |  | 3 | 4 |  | 3 | 4 |  | 3 | 4 |  | 3 | 4 |  | 3 | 4
|  |  |  | 5 | 6 |  | 5 | 6 |  | 5 | 6 |  | 5 | 6 |  | 5 | 6 |  | 5 | 6 |  | 5 | 6 |  | 5 | 6 |  | 5 | 6 |  | 5 | 6 |  | 5 | 6 |  | 5 | 6
|  |  |  | 7 | 8 |  | 7 | 8 |  | 7 | 8 |  | 7 | 8 |  | 7 | 8 |  | 7 | 8 |  | 7 | 8 |  | 7 | 8 |  | 7 | 8 |  | 7 | 8 |  | 7 | 8 |  | 7 | 8
22 minitubes with 8 fibres each to the left half-arc
|  |  |  | Space for storing the cables | [34 empty] | 1 | U
|  | H | BYPLM .A23 L4 | 1 | 2 | BYPLM .A24 L4 | 1 | 2 | BYPLM .A25 L4 | 1 | 2 | BYPLM .A26 L4 | 1 | 2 | BYPLM .A27 L4 | 1 | 2 | BYPLM .A28 L4 | 1 | 2 | BYPLM .A23 R4 | 1 | 2 | BYPLM .A24 R4 | 1 | 2 | BYPLM .A25 R4 | 1 | 2 | BYPLM .A26 R4 | 1 | 2 | BYPLM .A27 R4 | 1 | 2 | BYPLM .A28 R4 | 1 | 2 | 4 | U | 23 minitubes with 8 fibres each to the right half-arc
|  |  |  | 3 | 4 |  | 3 | 4 |  | 3 | 4 |  | 3 | 4 |  | 3 | 4 |  | 3 | 4 |  | 3 | 4 |  | 3 | 4 |  | 3 | 4 |  | 3 | 4 |  | 3 | 4 |  | 3 | 4
|  |  |  | 5 | 6 |  | 5 | 6 |  | 5 | 6 |  | 5 | 6 |  | 5 | 6 |  | 5 | 6 |  | 5 | 6 |  | 5 | 6 |  | 5 | 6 |  | 5 | 6 |  | 5 | 6 |  | 5 | 6
|  |  |  | 7 | 8 |  | 7 | 8 |  | 7 | 8 |  | 7 | 8 |  | 7 | 8 |  | 7 | 8 |  | 7 | 8 |  | 7 | 8 |  | 7 | 8 |  | 7 | 8 |  | 7 | 8 |  | 7 | 8
|  |  |  | Space for storing the cables | [34 empty] | 1 | U
|  | I | BYPLM .A29 L4 | 1 | 2 | BYPLM .A30 L4 | 1 | 2 | BYPLM .A31 L4 | 1 | 2 | BYPLM .A32 L4 | 1 | 2 | BYPLM .A33 L4 | 1 | 2 |  |  |  | BYPLM .A29 R4 | 1 | 2 | BYPLM .A30 R4 | 1 | 2 | BYPLM .A31 R4 | 1 | 2 | BYPLM .A32 R4 | 1 | 2 | BYPLM .A33 R4 | 1 | 2 | BYPLM .A34 R4 | 1 | 2 | 4 | U
|  |  |  | 3 | 4 |  | 3 | 4 |  | 3 | 4 |  | 3 | 4 |  | 3 | 4 |  |  |  |  | 3 | 4 |  | 3 | 4 |  | 3 | 4 |  | 3 | 4 |  | 3 | 4 |  | 3 | 4
|  |  |  | 5 | 6 |  | 5 | 6 |  | 5 | 6 |  | 5 | 6 |  | 5 | 6 |  |  |  |  | 5 | 6 |  | 5 | 6 |  | 5 | 6 |  | 5 | 6 |  | 5 | 6 |  | 5 | 6
|  |  |  | 7 | 8 |  | 7 | 8 |  | 7 | 8 |  | 7 | 8 |  | 7 | 8 |  |  |  |  | 7 | 8 |  | 7 | 8 |  | 7 | 8 |  | 7 | 8 |  | 7 | 8 |  | 7 | 8
[16 empty] | 9 | 10 | [19 empty] | 9 | 10
[16 empty] | 11 | 12 | [19 empty] | 11 | 12
|  |  |  | Space for storing the cables | [34 empty] | 2 | U
[5 empty] | BPM |  |  | BLM |  |  | Spare |  |  |  | Luminosity |  |  |  |  | Radiation monitoring | [8 empty] | Link to CCR for DIDT | [7 empty] | TOTAL: |  | 44 | U
[5 empty] | BST B1 |  |  | BST B2 |  |  | BST SPS |  |  |  | Other |  |  |  |  | SPS pre-pulse | [8 empty] | White Rabbit

## SE5
|  | SE5 Rack BY05 | [20 empty] | Last modification: |  |  |  | 2007-08-20
[23 empty] | EDMS Id. |  |  |  | 1368489 v.1
BY05:
|  |  |  | 22 | minitubes |  |  | with |  | 8 | fibres from the |  |  |  | left half-arc |  |  |  |  | BPM+BLM
|  |  |  | 4 | minitubes |  |  | with |  | 6 | fibres from the |  |  |  | left DSS |  |  |  |  | BPM
|  |  |  | 2 | minitubes |  |  | with |  | 24 | fibres from |  |  |  | BY01=RR53 |  |  |  |  | BPM
|  |  |  | 2 | minitubes |  |  | with |  | 24 | fibres from |  |  |  | BY02=RR53 |  |  |  |  | BLM
|  |  |  | 1 | minitubes |  |  | with |  | 24 | fibres from the |  |  |  | BY01=USC55 |  |  |  |  | BPM
|  |  |  | 1 | minitubes |  |  | with |  | 6 | fibres from the |  |  |  | BY03=USC55 |  |  |  |  | BST
|  |  |  | 1 | minitubes |  |  | with |  | 12 | fibres from the |  |  |  | SR control rack |  |  |  |  | BST
|  |  |  | 1 | minitubes |  |  | with |  | 24 | fibres from the |  |  |  | BY01=UJ56 |  |  |  |  | BPM
|  |  |  | 2 | minitubes |  |  | with |  | 24 | fibres from the |  |  |  | BY01=RR57 |  |  |  |  | BPM
|  |  |  | 2 | minitubes |  |  | with |  | 24 | fibres from the |  |  |  | BY02=RR57 |  |  |  |  | BLM
|  |  |  | 4 | minitubes |  |  | with |  | 6 | fibres from the |  |  |  | right DSS |  |  |  |  | BPM
|  |  |  | 23 | minitubes |  |  | with |  | 8 | fibres from the |  |  |  | right half-arc |  |  |  |  | BPM+BLM
|  | TOTAL: |  | 65 | minitubes |  |  | → | 666 |  | fibres |  | → | 296 | #VALUE! | from the LEFT side of the IP | [6 empty] | & |  | 328 | from the RIGHT side of the IP | [7 empty] | & | 18 |  | for the BST
| CHASSIS NAME | [13 empty] | Rack Layout |  |  |  | BY05=SX4
| Input | A |  | 1 | 2 |  | 3 | 4 |  | 5 | 6 |  | 7 | 8 |  | 9 | 10 |  | 11 | 12 | [18 empty] | 1 | U | 1 minitube from the SR control rack CYFIB01
SPLITTERS |  | SP B1 |  |  |  |  | 1 | 2 |  | 3 | 4 |  | 5 | 6 |  | 7 | 8 |  | INPUT | [5 empty] | 9 | 10 |  | 11 | 12 |  | 13 | 14 |  | 15 | 16 |  |  |  | 1 | U | Splitter Beam 1 Timing
|  | SP B2 |  |  |  |  | 1 | 2 |  | 3 | 4 |  | 5 | 6 |  | 7 | 8 |  | INPUT | [5 empty] | 9 | 10 |  | 11 | 12 |  | 13 | 14 |  | 15 | 16 |  |  |  | 1 | U | Splitter Beam 2 Timing
|  |  |  | Spare | [34 empty] | 1 | U | Spare
|  |  |  | Spare | [34 empty] | 1 | U | Spare
| Output | B |  | 1 | 2 |  | 3 | 4 |  | 5 | 6 | [27 empty] | 1 | U | 1 minitube with 6 fibres to BY03=USC55 for BST
BY03=USC55 A
|  |  |  | Space for spare output | [34 empty] | 1 | U | Spare
|  |  |  | Space for BST fibre optic cables | [34 empty] | 1 | U | Spare
IP
[11 empty] | LEFT | [19 empty] | RIGHT
|  |  |  | 1 |  |  | 2 |  |  | 3 |  |  | 4 |  |  | 5 |  |  | 6 |  |  | 7 |  |  | 8 |  |  | 9 |  |  | 10 |  |  | 11 |  |  | 12
BLM (LSS) |  | C | BY02=RR53 A1-12 | 1 | 2 | BY02=RR53 A13-24 | 1 | 2 | BY02=RR53 B1-12 | 1 | 2 | BY02=RR53 B13-24 | 1 | 2 | [12 empty] | BY02=RR57 A1-12 | 1 | 2 | BY02=RR57 A13-24 | 1 | 2 | BY02=RR57 B1-12 | 1 | 2 | BY02=RR57 B13-24 | 1 | 2 | 4 | U | 2 minitube with 24 fibres from BY02=RR53
|  |  |  | 3 | 4 |  | 3 | 4 |  | 3 | 4 |  | 3 | 4 | [13 empty] | 3 | 4 |  | 3 | 4 |  | 3 | 4 |  | 3 | 4
|  |  |  | 5 | 6 |  | 5 | 6 |  | 5 | 6 |  | 5 | 6 | [13 empty] | 5 | 6 |  | 5 | 6 |  | 5 | 6 |  | 5 | 6
|  |  |  | 7 | 8 |  | 7 | 8 |  | 7 | 8 |  | 7 | 8 | [13 empty] | 7 | 8 |  | 7 | 8 |  | 7 | 8 |  | 7 | 8 |  |  | 2 minitube with 24 fibres from BY02=RR57
|  |  |  | 9 | 10 |  | 9 | 10 |  | 9 | 10 |  | 9 | 10 | [13 empty] | 9 | 10 |  | 9 | 10 |  | 9 | 10 |  | 9 | 10
|  |  |  | 11 | 12 |  | 11 | 12 |  | 11 | 12 |  | 11 | 12 | [13 empty] | 11 | 12 |  | 11 | 12 |  | 11 | 12 |  | 11 | 12
|  |  |  | Space for storing the cables | [34 empty] | 1 | U
BPM (LSS) |  | D | BY01=RR53 A1-12 | 1 | 2 | BY01=RR53 A13-24 | 1 | 2 | BY01=RR53 B1-12 | 1 | 2 | BY01=RR53 B13-24 | 1 | 2 | BY01=USC55 A1-12 | 1 | 2 | BY01=USC55 A13-24 | 1 | 2 | BY01=UJ56 A13-24 | 1 | 2 | BY01=UJ56 A1-12 | 1 | 2 | BY01=RR57 B13-24 | 1 | 2 | BY01=RR57 B1-12 | 1 | 2 | BY01=RR57 A13-24 | 1 | 2 | BY01=RR57 A1-12 | 1 | 2 | 4 | U | 2 minitube with 24 fibres from BY01=RR53
|  |  |  | 3 | 4 |  | 3 | 4 |  | 3 | 4 |  | 3 | 4 |  | 3 | 4 |  | 3 | 4 |  | 3 | 4 |  | 3 | 4 |  | 3 | 4 |  | 3 | 4 |  | 3 | 4 |  | 3 | 4
|  |  |  | 5 | 6 |  | 5 | 6 |  | 5 | 6 |  | 5 | 6 |  | 5 | 6 |  | 5 | 6 |  | 5 | 6 |  | 5 | 6 |  | 5 | 6 |  | 5 | 6 |  | 5 | 6 |  | 5 | 6 |  |  | 1 minitubes with 24 fibres from the BY01=USC55
|  |  |  | 7 | 8 |  | 7 | 8 |  | 7 | 8 |  | 7 | 8 |  | 7 | 8 |  | 7 | 8 |  | 7 | 8 |  | 7 | 8 |  | 7 | 8 |  | 7 | 8 |  | 7 | 8 |  | 7 | 8 |  |  | 1 minitubes with 24 fibres from the BY01=UJ56
|  |  |  | 9 | 10 |  | 9 | 10 |  | 9 | 10 |  | 9 | 10 |  | 9 | 10 |  | 9 | 10 |  | 9 | 10 |  | 9 | 10 |  | 9 | 10 |  | 9 | 10 |  | 9 | 10 |  | 9 | 10 |  |  | 2 minitube with 24 fibres from BY01=RR57
|  |  |  | 11 | 12 |  | 11 | 12 |  | 11 | 12 |  | 11 | 12 |  | 11 | 12 |  | 11 | 12 |  | 11 | 12 |  | 11 | 12 |  | 11 | 12 |  | 11 | 12 |  | 11 | 12 |  | 11 | 12
|  |  |  | Space for storing the cables | [34 empty] | 1 | U
BPM (DSS) |  | E | BYPM .A8 L5 | 1 | 2 | BYPM .A10 L5 | 1 | 2 | BYPM .B10 L5 | 1 | 2 | BYPM .A12 L5 | 1 | 2 | [12 empty] | BYPM .A8 R5 | 1 | 2 | BYPM .A10 R5 | 1 | 2 | BYPM .B10 R5 | 1 | 2 | BYPM .A12 R5 | 1 | 2 | 4 | U | 4 minitubes with 6 fibres each to DSS left
|  |  |  | 3 | 4 |  | 3 | 4 |  | 3 | 4 |  | 3 | 4 | [13 empty] | 3 | 4 |  | 3 | 4 |  | 3 | 4 |  | 3 | 4
|  |  |  | 5 | 6 |  | 5 | 6 |  | 5 | 6 |  | 5 | 6 | [13 empty] | 5 | 6 |  | 5 | 6 |  | 5 | 6 |  | 5 | 6
4 minitubes with 6 fibres each to DSS right
|  |  |  | Space for storing the cables | [34 empty] | 1 | U
BPM & BLM (Arcs) |  | F | BYPLM .A12 L5 | 1 | 2 | BYPLM .A13 L5 | 1 | 2 | BYPLM .A14 L5 | 1 | 2 | BYPLM .A15 L5 | 1 | 2 | BYPLM .A16 L5 | 1 | 2 | [6 empty] | BYPLM .A12 R5 | 1 | 2 | BYPLM .A13 R5 | 1 | 2 | BYPLM .A14 R5 | 1 | 2 | BYPLM .A15 R5 | 1 | 2 | BYPLM .A16 R5 | 1 | 2 | 4 | U
|  |  |  | 3 | 4 |  | 3 | 4 |  | 3 | 4 |  | 3 | 4 |  | 3 | 4 | [7 empty] | 3 | 4 |  | 3 | 4 |  | 3 | 4 |  | 3 | 4 |  | 3 | 4
|  |  |  | 5 | 6 |  | 5 | 6 |  | 5 | 6 |  | 5 | 6 |  | 5 | 6 | [7 empty] | 5 | 6 |  | 5 | 6 |  | 5 | 6 |  | 5 | 6 |  | 5 | 6
|  |  |  | 7 | 8 |  | 7 | 8 |  | 7 | 8 |  | 7 | 8 |  | 7 | 8 | [7 empty] | 7 | 8 |  | 7 | 8 |  | 7 | 8 |  | 7 | 8 |  | 7 | 8
|  |  |  | Space for storing the cables | [34 empty] | 1 | U
|  | G | BYPLM .A17 L5 | 1 | 2 | BYPLM .A18 L5 | 1 | 2 | BYPLM .A19 L5 | 1 | 2 | BYPLM .A20 L5 | 1 | 2 | BYPLM .A21 L5 | 1 | 2 | BYPLM .A22 L5 | 1 | 2 | BYPLM .A17 R5 | 1 | 2 | BYPLM .A18 R5 | 1 | 2 | BYPLM .A19 R5 | 1 | 2 | BYPLM .A20 R5 | 1 | 2 | BYPLM .A21 R5 | 1 | 2 | BYPLM .A22 R5 | 1 | 2 | 4 | U
|  |  |  | 3 | 4 |  | 3 | 4 |  | 3 | 4 |  | 3 | 4 |  | 3 | 4 |  | 3 | 4 |  | 3 | 4 |  | 3 | 4 |  | 3 | 4 |  | 3 | 4 |  | 3 | 4 |  | 3 | 4
|  |  |  | 5 | 6 |  | 5 | 6 |  | 5 | 6 |  | 5 | 6 |  | 5 | 6 |  | 5 | 6 |  | 5 | 6 |  | 5 | 6 |  | 5 | 6 |  | 5 | 6 |  | 5 | 6 |  | 5 | 6
|  |  |  | 7 | 8 |  | 7 | 8 |  | 7 | 8 |  | 7 | 8 |  | 7 | 8 |  | 7 | 8 |  | 7 | 8 |  | 7 | 8 |  | 7 | 8 |  | 7 | 8 |  | 7 | 8 |  | 7 | 8
[39 empty] | 1 | U | 22 minitubes with 8 fibres each to the left half-arc
23 minitubes with 8 fibres each to the right half-arc
|  | H | BYPLM .A23 L5 | 1 | 2 | BYPLM .A24 L5 | 1 | 2 | BYPLM .A25 L5 | 1 | 2 | BYPLM .A26 L5 | 1 | 2 | BYPLM .A27 L5 | 1 | 2 | BYPLM .A28 L5 | 1 | 2 | BYPLM .A23 R5 | 1 | 2 | BYPLM .A24 R5 | 1 | 2 | BYPLM .A25 R5 | 1 | 2 | BYPLM .A26 R5 | 1 | 2 | BYPLM .A27 R5 | 1 | 2 | BYPLM .A28 R5 | 1 | 2 | 4 | U
|  |  |  | 3 | 4 |  | 3 | 4 |  | 3 | 4 |  | 3 | 4 |  | 3 | 4 |  | 3 | 4 |  | 3 | 4 |  | 3 | 4 |  | 3 | 4 |  | 3 | 4 |  | 3 | 4 |  | 3 | 4
|  |  |  | 5 | 6 |  | 5 | 6 |  | 5 | 6 |  | 5 | 6 |  | 5 | 6 |  | 5 | 6 |  | 5 | 6 |  | 5 | 6 |  | 5 | 6 |  | 5 | 6 |  | 5 | 6 |  | 5 | 6
|  |  |  | 7 | 8 |  | 7 | 8 |  | 7 | 8 |  | 7 | 8 |  | 7 | 8 |  | 7 | 8 |  | 7 | 8 |  | 7 | 8 |  | 7 | 8 |  | 7 | 8 |  | 7 | 8 |  | 7 | 8
|  |  |  | Space for storing the cables | [34 empty] | 1 | U
|  | I | BYPLM .A29 L5 | 1 | 2 | BYPLM .A30 L5 | 1 | 2 | BYPLM .A31 L5 | 1 | 2 | BYPLM .A32 L5 | 1 | 2 | BYPLM .A33 L5 | 1 | 2 |  |  |  | BYPLM .A29 R5 | 1 | 2 | BYPLM .A30 R5 | 1 | 2 | BYPLM .A31 R5 | 1 | 2 | BYPLM .A32 R5 | 1 | 2 | BYPLM .A33 R5 | 1 | 2 | BYPLM .A34 R5 | 1 | 2 | 4 | U
|  |  |  | 3 | 4 |  | 3 | 4 |  | 3 | 4 |  | 3 | 4 |  | 3 | 4 |  |  |  |  | 3 | 4 |  | 3 | 4 |  | 3 | 4 |  | 3 | 4 |  | 3 | 4 |  | 3 | 4
|  |  |  | 5 | 6 |  | 5 | 6 |  | 5 | 6 |  | 5 | 6 |  | 5 | 6 |  |  |  |  | 5 | 6 |  | 5 | 6 |  | 5 | 6 |  | 5 | 6 |  | 5 | 6 |  | 5 | 6
|  |  |  | 7 | 8 |  | 7 | 8 |  | 7 | 8 |  | 7 | 8 |  | 7 | 8 |  |  |  |  | 7 | 8 |  | 7 | 8 |  | 7 | 8 |  | 7 | 8 |  | 7 | 8 |  | 7 | 8
[16 empty] | 9 | 10 | [19 empty] | 9 | 10
[16 empty] | 11 | 12 | [19 empty] | 11 | 12
|  |  |  | Space for storing the cables | [34 empty] | 2 | U
[5 empty] | BPM |  |  | BLM |  |  | BPM spare |  |  |  | Luminosity |  |  |  |  | Radiation monitoring | [8 empty] | BPMWF | [7 empty] | TOTAL: |  | 44 | U
[5 empty] | BST B1 |  |  | BST B2 |  |  | BST SPS |  |  |  | BST spare |  |  |  |  | SPS pre-pulse | [8 empty] | IP crossing diagnostic

## SR6
|  | SR6 Rack BY05 | [20 empty] | Last modification: |  |  |  | 2014-08-06
[23 empty] | EDMS Id. |  |  |  | 1368489 v.1
BY05:
|  |  |  | 22 | minitubes |  |  | with |  | 8 | fibres from the |  |  |  | left half-arc |  |  |  |  | BPM+BLM
|  |  |  | 4 | minitubes |  |  | with |  | 6 | fibres from the |  |  |  | left DSS |  |  |  |  | BPM
|  |  |  | 1 | minitubes |  |  | with |  | 12 | fibres from |  |  |  | BY02=UA63 |  |  |  |  | BPM
|  |  |  | 1 | minitubes |  |  | with |  | 24 | fibres from |  |  |  | BY02=UA63 |  |  |  |  | BPM
|  |  |  | 2 | minitubes |  |  | with |  | 24 | fibres from |  |  |  | BY03=UA63 |  |  |  |  | BLM
|  |  |  | 1 | minitubes |  |  | with |  | 6 | fibres from the |  |  |  | BY01=UA63
|  |  |  | 1 | minitubes |  |  | with |  | 6 | fibres from the |  |  |  | BY01=US65 |  |  |  |  | BST
|  |  |  | 1 | minitubes |  |  | with |  | 12 | fibres from the |  |  |  | SR control rack |  |  |  |  | BST
|  |  |  | 1 | minitubes |  |  | with |  | 6 | fibres from the |  |  |  | BY01=UA67
|  |  |  | 1 | minitubes |  |  | with |  | 12 | fibres from the |  |  |  | BY02=UA67 |  |  |  |  | BPM
|  |  |  | 1 | minitubes |  |  | with |  | 24 | fibres from the |  |  |  | BY02=UA68 |  |  |  |  | BPM
|  |  |  | 2 | minitubes |  |  | with |  | 24 | fibres from the |  |  |  | BY03=UA67 |  |  |  |  | BLM
|  |  |  | 4 | minitubes |  |  | with |  | 6 | fibres from the |  |  |  | right DSS |  |  |  |  | BPM
|  |  |  | 23 | minitubes |  |  | with |  | 8 | fibres from the |  |  |  | right half-arc |  |  |  |  | BPM+BLM
|  | TOTAL: |  | 65 | minitubes |  |  | → | 606 |  | fibres |  | → | 284 |  | from the LEFT side of the IP | [6 empty] | & |  | 292 | from the RIGHT side of the IP | [7 empty] | & | 30 |  | for the BST
| CHASSIS NAME | [16 empty] | Rack Layout |  |  |  | BY05=SR6
| Input | A |  | 1 | 2 |  | 3 | 4 |  | 5 | 6 |  | 7 | 8 |  | 9 | 10 |  | 11 | 12 | [18 empty] | 1 | U | 1 minitube from the SR control rack CYFIB01
SPLITTERS |  | SP B1 |  |  |  |  | 1 | 2 |  | 3 | 4 |  | 5 | 6 |  | 7 | 8 |  | INPUT | [5 empty] | 9 | 10 |  | 11 | 12 |  | 13 | 14 |  | 15 | 16 |  |  |  | 1 | U | Splitter Beam 1 Timing
|  | SP B2 |  |  |  |  | 1 | 2 |  | 3 | 4 |  | 5 | 6 |  | 7 | 8 |  | INPUT | [5 empty] | 9 | 10 |  | 11 | 12 |  | 13 | 14 |  | 15 | 16 |  |  |  | 1 | U | Splitter Beam 2 Timing
|  |  |  | Spare | [34 empty] | 1 | U | Spare
|  |  |  | Spare | [34 empty] | 1 | U | Spare
1 minitube with 6 fibres to BY01=US65 for BST
| Output | B |  | 1 | 2 |  | 3 | 4 |  | 5 | 6 |  | 7 | 8 |  | 9 | 10 |  | 11 | 12 |  | 13 | 14 |  | 15 | 16 |  | 17 | 18 | [9 empty] | 1 | U | 1 minitube with 6 fibres to BY01=UA63 for BST
|  |  |  | BY01=US65 A | [8 empty] | BY01=UA63 A | [8 empty] | BY01=UA67 A | [18 empty] | 1 minitube with 6 fibres to BY01=UA67 for BST
|  |  |  | Space for spare output | [34 empty] | 1 | U | Spare
|  |  |  | Space for BST fibre optic cables | [34 empty] | 1 | U | Spare
IP
[11 empty] | LEFT | [19 empty] | RIGHT
|  |  |  | 1 |  |  | 2 |  |  | 3 |  |  | 4 |  |  | 5 |  |  | 6 |  |  | 7 |  |  | 8 |  |  | 9 |  |  | 10 |  |  | 11 |  |  | 12
BLM (LSS) |  | C | BY03=UJ63 A1-12 | 1 | 2 | BY03=UJ63 A13-24 | 1 | 2 | BY03=UJ63 B1-12 | 1 | 2 | BY03=UJ63 B13-24 | 1 | 2 | [12 empty] | BY03=UJ67 B13-24 | 1 | 2 | BY03=UJ67 B1-12 | 1 | 2 | BY03=UJ67 A13-24 | 1 | 2 | BY03=UJ67 A1-12 | 1 | 2 | 4 | U | 2 minitube with 24 fibres from BY03=UJ63
|  |  |  | 3 | 4 |  | 3 | 4 |  | 3 | 4 |  | 3 | 4 | [13 empty] | 3 | 4 |  | 3 | 4 |  | 3 | 4 |  | 3 | 4
|  |  |  | 5 | 6 |  | 5 | 6 |  | 5 | 6 |  | 5 | 6 | [13 empty] | 5 | 6 |  | 5 | 6 |  | 5 | 6 |  | 5 | 6
|  |  |  | 7 | 8 |  | 7 | 8 |  | 7 | 8 |  | 7 | 8 | [13 empty] | 7 | 8 |  | 7 | 8 |  | 7 | 8 |  | 7 | 8 |  |  | 2 minitube with 24 fibres from BY03=UJ67
|  |  |  | 9 | 10 |  | 9 | 10 |  | 9 | 10 |  | 9 | 10 | [13 empty] | 9 | 10 |  | 9 | 10 |  | 9 | 10 |  | 9 | 10
|  |  |  | 11 | 12 |  | 11 | 12 |  | 11 | 12 |  | 11 | 12 | [13 empty] | 11 | 12 |  | 11 | 12 |  | 11 | 12 |  | 11 | 12
|  |  |  | Space for storing the cables | [34 empty] | 1 | U
BPM (LSS) |  | D | BY02=UA63 A1-12 | 1 | 2 | BY02=UA63 A13-24 | 1 | 2 | BY02=UA63 B | 1 | 2 | [18 empty] | BY02=UA67 A1-12 | 1 | 2 | BY02=UA67 A13-24 | 1 | 2 | BY02=UA67 B | 1 | 2 | 4 | U | 1 minitube with 24 fibres from BY02=UA63
|  |  |  | 3 | 4 |  | 3 | 4 |  | 3 | 4 | [19 empty] | 3 | 4 |  | 3 | 4 |  | 3 | 4 |  |  | 1 minitube with 12 fibres from BY02=UA63
|  |  |  | 5 | 6 |  | 5 | 6 |  | 5 | 6 | [19 empty] | 5 | 6 |  | 5 | 6 |  | 5 | 6
|  |  |  | 7 | 8 |  | 7 | 8 |  | 7 | 8 | [19 empty] | 7 | 8 |  | 7 | 8 |  | 7 | 8
|  |  |  | 9 | 10 |  | 9 | 10 |  | 9 | 10 | [19 empty] | 9 | 10 |  | 9 | 10 |  | 9 | 10 |  |  | 1 minitube with 24 fibres from BY02=UA67
|  |  |  | 11 | 12 |  | 11 | 12 |  | 11 | 12 | [19 empty] | 11 | 12 |  | 11 | 12 |  | 11 | 12 |  |  | 1 minitube with 12 fibres from BY02=UA67
|  |  |  | Space for storing the cables | [34 empty] | 1 | U
BPM (DSS) |  | E | BYPM .A8 L6 | 1 | 2 | BYPM .A10 L6 | 1 | 2 | BYPM .B10 L6 | 1 | 2 | BYPM .A12 L6 | 1 | 2 | [12 empty] | BYPM .A8 R6 | 1 | 2 | BYPM .A10 R6 | 1 | 2 | BYPM .B10 R6 | 1 | 2 | BYPM .A12 R6 | 1 | 2 | 4 | U | 4 minitubes with 6 fibres each to DSS left
|  |  |  | 3 | 4 |  | 3 | 4 |  | 3 | 4 |  | 3 | 4 | [13 empty] | 3 | 4 |  | 3 | 4 |  | 3 | 4 |  | 3 | 4
|  |  |  | 5 | 6 |  | 5 | 6 |  | 5 | 6 |  | 5 | 6 | [13 empty] | 5 | 6 |  | 5 | 6 |  | 5 | 6 |  | 5 | 6 |  |  | 4 minitubes with 6 fibres each to DSS right
|  |  |  | Space for storing the cables | [34 empty] | 1 | U
BPM & BLM (Arcs) |  | F | BYPLM .A12 L6 | 1 | 2 | BYPLM .A13 L6 | 1 | 2 | BYPLM .A14 L6 | 1 | 2 | BYPLM .A15 L6 | 1 | 2 | BYPLM .A16 L6 | 1 | 2 | [6 empty] | BYPLM .A12 R6 | 1 | 2 | BYPLM .A13 R6 | 1 | 2 | BYPLM .A14 R6 | 1 | 2 | BYPLM .A15 R6 | 1 | 2 | BYPLM .A16 R6 | 1 | 2 | 4 | U
|  |  |  | 3 | 4 |  | 3 | 4 |  | 3 | 4 |  | 3 | 4 |  | 3 | 4 | [7 empty] | 3 | 4 |  | 3 | 4 |  | 3 | 4 |  | 3 | 4 |  | 3 | 4
|  |  |  | 5 | 6 |  | 5 | 6 |  | 5 | 6 |  | 5 | 6 |  | 5 | 6 | [7 empty] | 5 | 6 |  | 5 | 6 |  | 5 | 6 |  | 5 | 6 |  | 5 | 6
|  |  |  | 7 | 8 |  | 7 | 8 |  | 7 | 8 |  | 7 | 8 |  | 7 | 8 | [7 empty] | 7 | 8 |  | 7 | 8 |  | 7 | 8 |  | 7 | 8 |  | 7 | 8
|  |  |  | Space for storing the cables | [34 empty] | 1 | U
|  | G | BYPLM .A17 L6 | 1 | 2 | BYPLM .A18 L6 | 1 | 2 | BYPLM .A19 L6 | 1 | 2 | BYPLM .A20 L6 | 1 | 2 | BYPLM .A21 L6 | 1 | 2 | BYPLM .A22 L6 | 1 | 2 | BYPLM .A17 R6 | 1 | 2 | BYPLM .A18 R6 | 1 | 2 | BYPLM .A19 R6 | 1 | 2 | BYPLM .A20 R6 | 1 | 2 | BYPLM .A21 R6 | 1 | 2 | BYPLM .A22 R6 | 1 | 2 | 4 | U
|  |  |  | 3 | 4 |  | 3 | 4 |  | 3 | 4 |  | 3 | 4 |  | 3 | 4 |  | 3 | 4 |  | 3 | 4 |  | 3 | 4 |  | 3 | 4 |  | 3 | 4 |  | 3 | 4 |  | 3 | 4
|  |  |  | 5 | 6 |  | 5 | 6 |  | 5 | 6 |  | 5 | 6 |  | 5 | 6 |  | 5 | 6 |  | 5 | 6 |  | 5 | 6 |  | 5 | 6 |  | 5 | 6 |  | 5 | 6 |  | 5 | 6
|  |  |  | 7 | 8 |  | 7 | 8 |  | 7 | 8 |  | 7 | 8 |  | 7 | 8 |  | 7 | 8 |  | 7 | 8 |  | 7 | 8 |  | 7 | 8 |  | 7 | 8 |  | 7 | 8 |  | 7 | 8
[39 empty] | 1 | U | 22 minitubes with 8 fibres each to the left half-arc
23 minitubes with 8 fibres each to the right half-arc
|  | H | BYPLM .A23 L6 | 1 | 2 | BYPLM .A24 L6 | 1 | 2 | BYPLM .A25 L6 | 1 | 2 | BYPLM .A26 L6 | 1 | 2 | BYPLM .A27 L6 | 1 | 2 | BYPLM .A28 L6 | 1 | 2 | BYPLM .A23 R6 | 1 | 2 | BYPLM .A24 R6 | 1 | 2 | BYPLM .A25 R6 | 1 | 2 | BYPLM .A26 R6 | 1 | 2 | BYPLM .A27 R6 | 1 | 2 | BYPLM .A28 R6 | 1 | 2 | 4 | U
|  |  |  | 3 | 4 |  | 3 | 4 |  | 3 | 4 |  | 3 | 4 |  | 3 | 4 |  | 3 | 4 |  | 3 | 4 |  | 3 | 4 |  | 3 | 4 |  | 3 | 4 |  | 3 | 4 |  | 3 | 4
|  |  |  | 5 | 6 |  | 5 | 6 |  | 5 | 6 |  | 5 | 6 |  | 5 | 6 |  | 5 | 6 |  | 5 | 6 |  | 5 | 6 |  | 5 | 6 |  | 5 | 6 |  | 5 | 6 |  | 5 | 6
|  |  |  | 7 | 8 |  | 7 | 8 |  | 7 | 8 |  | 7 | 8 |  | 7 | 8 |  | 7 | 8 |  | 7 | 8 |  | 7 | 8 |  | 7 | 8 |  | 7 | 8 |  | 7 | 8 |  | 7 | 8
|  |  |  | Space for storing the cables | [34 empty] | 1 | U
|  | I | BYPLM .A29 L6 | 1 | 2 | BYPLM .A30 L6 | 1 | 2 | BYPLM .A31 L6 | 1 | 2 | BYPLM .A32 L6 | 1 | 2 | BYPLM .A33 L6 | 1 | 2 |  |  |  | BYPLM .A29 R6 | 1 | 2 | BYPLM .A30 R6 | 1 | 2 | BYPLM .A31 R6 | 1 | 2 | BYPLM .A32 R6 | 1 | 2 | BYPLM .A33 R6 | 1 | 2 | BYPLM .A34 R6 | 1 | 2 | 4 | U
|  |  |  | 3 | 4 |  | 3 | 4 |  | 3 | 4 |  | 3 | 4 |  | 3 | 4 |  |  |  |  | 3 | 4 |  | 3 | 4 |  | 3 | 4 |  | 3 | 4 |  | 3 | 4 |  | 3 | 4
|  |  |  | 5 | 6 |  | 5 | 6 |  | 5 | 6 |  | 5 | 6 |  | 5 | 6 |  |  |  |  | 5 | 6 |  | 5 | 6 |  | 5 | 6 |  | 5 | 6 |  | 5 | 6 |  | 5 | 6
|  |  |  | 7 | 8 |  | 7 | 8 |  | 7 | 8 |  | 7 | 8 |  | 7 | 8 |  |  |  |  | 7 | 8 |  | 7 | 8 |  | 7 | 8 |  | 7 | 8 |  | 7 | 8 |  | 7 | 8
[16 empty] | 9 | 10 | [19 empty] | 9 | 10
[16 empty] | 11 | 12 | [19 empty] | 11 | 12
|  |  |  | Space for storing the cables | [34 empty] | 2 | U
[5 empty] | BPM |  |  | BLM |  |  | BPM spare |  |  |  | Luminosity |  |  |  |  | Radiation monitoring | [16 empty] | TOTAL: |  | 44 | U
[5 empty] | BST B1 |  |  | BST B2 |  |  | BST SPS |  |  |  | BST spare |  |  |  |  | SPS pre-pulse

## SR7
|  | SR7 Rack BY05 | [20 empty] | Last modification: |  |  |  | 2014-03-25
[23 empty] | EDMS Id. |  |  |  | 1368489 v.1
BY05:
|  |  |  | 22 | minitubes |  |  | with |  | 8 | fibres to |  |  |  |  | left half-arc |  |  |  | BPM+BLM
|  |  |  | 4 | minitubes |  |  | with |  | 6 | fibres to |  |  |  |  | left DSS |  |  |  | BPM
|  |  |  | 1 | minitubes |  |  | with |  | 24 | fibres to |  |  |  |  | BY01=RR73 |  |  |  | BPM
|  |  |  | 1 | minitubes |  |  | with |  | 6 | fibres to |  |  |  |  | BY01=RR73 |  |  |  | BPM
|  |  |  | 2 | minitubes |  |  | with |  | 24 | fibres to |  |  |  |  | BY01=RR73 |  |  |  | BLM
|  |  |  | 1 | minitubes |  |  | with |  | 12 | fibres to |  |  |  |  | BY01=RR73 |  |  |  | BLM
|  |  |  | 1 | minitubes |  |  | with |  | 12 | fibres to |  |  |  |  | BY01=UJ76 |  |  |  | BPM
|  |  |  | 1 | minitubes |  |  | with |  | 12 | fibres from the |  |  |  |  | SR control rack |  |  |  | BST
|  |  |  | 1 | minitubes |  |  | with |  | 24 | fibres to |  |  |  |  | BY01=UJ76 |  |  |  | BPM
|  |  |  | 1 | minitubes |  |  | with |  | 6 | fibres to |  |  |  |  | BY03=UJ76 |  |  |  | BST
|  |  |  | 1 | minitubes |  |  | with |  | 12 | fibres to |  |  |  |  | BY01=RR77 |  |  |  | BPM
|  |  |  | 2 | minitubes |  |  | with |  | 24 | fibres to |  |  |  |  | BY01=RR77 |  |  |  | BLM
|  |  |  | 1 | minitubes |  |  | with |  | 12 | fibres to |  |  |  |  | BY01=RR77 |  |  |  | BLM
|  |  |  | 4 | minitubes |  |  | with |  | 6 | fibres to |  |  |  |  | right DSS |  |  |  | BPM
|  |  |  | 23 | minitubes |  |  | with |  | 8 | fibres to |  |  |  |  | right half-arc |  |  |  | BPM+BLM
| TOTAL: |  |  | 66 | minitubes |  |  | with |  | 624 | fibres |  | → | 302 |  | from the LEFT side of the IP | [6 empty] | & |  | 310 | from the RIGHT side of the IP | [7 empty] | & | 18 |  | for the BST
| CHASSIS NAME | [16 empty] | Rack Layout |  |  |  | BY05=SR7
| Input | A |  | 1 | 2 |  | 3 | 4 |  | 5 | 6 |  | 7 | 8 |  | 9 | 10 |  | 11 | 12 | [18 empty] | 1 | U | 1 minitube from the SR control rack ??
SPLITTERS |  | SP B1 |  |  |  |  | 1 | 2 |  | 3 | 4 |  | 5 | 6 |  | 7 | 8 |  |  | INPUT |  |  |  |  | 9 | 10 |  | 11 | 12 |  | 13 | 14 |  | 15 | 16 |  |  |  | 1 | U | Splitter Beam 1 Timing
|  | SP B2 |  |  |  |  | 1 | 2 |  | 3 | 4 |  | 5 | 6 |  | 7 | 8 |  |  | INPUT |  |  |  |  | 9 | 10 |  | 11 | 12 |  | 13 | 14 |  | 15 | 16 |  |  |  | 1 | U | Splitter Beam 2 Timing
|  |  |  | Spare | [34 empty] | 1 | U | Spare
|  |  |  | Spare | [34 empty] | 1 | U | Spare
| Output | B |  | 1 | 2 |  | 3 | 4 |  | 5 | 6 | [27 empty] | 1 | U | 1 minitube with 6 fibres to UJ76 for BST
BY03=UJ76 A
|  |  |  | Space for spare output | [34 empty] | 1 | U | Spare
|  |  |  | Space for BST fibre optic cables | [34 empty] | 1 | U
IP
[11 empty] | LEFT | [19 empty] | RIGHT
|  |  |  | 1 |  |  | 2 |  |  | 3 |  |  | 4 |  |  | 5 |  |  | 6 |  |  | 7 |  |  | 8 |  |  | 9 |  |  | 10 |  |  | 11 |  |  | 12
BLM (LSS) |  | C | BY01=RR73 C1-12 | 1 | 2 | BY01=RR73 C13-24 | 1 | 2 | BY01= RR73 D1-12 | 1 | 2 | BY01= RR73 D13-24 | 1 | 2 | BY01= RR73 E | 1 | 2 | [6 empty] | BY01=RR77 D | 1 | 2 | BY01=RR77 C13-24 | 1 | 2 | BY01=RR77 C1-12 | 1 | 2 | BY01=RR77 B13-24 | 1 | 2 | BY01=RR77 B1-12 | 1 | 2 | 4 | U | 2 minitubes with 24 fibres each to RR73
|  |  |  | 3 | 4 |  | 3 | 4 |  | 3 | 4 |  | 3 | 4 |  | 3 | 4 | [7 empty] | 3 | 4 |  | 3 | 4 |  | 3 | 4 |  | 3 | 4 |  | 3 | 4 |  |  | 1 minitube with 6 fibres to RR73
|  |  |  | 5 | 6 |  | 5 | 6 |  | 5 | 6 |  | 5 | 6 |  | 5 | 6 | [7 empty] | 5 | 6 |  | 5 | 6 |  | 5 | 6 |  | 5 | 6 |  | 5 | 6
|  |  |  | 7 | 8 |  | 7 | 8 |  | 7 | 8 |  | 7 | 8 | [13 empty] | 7 | 8 |  | 7 | 8 |  | 7 | 8 |  | 7 | 8
|  |  |  | 9 | 10 |  | 9 | 10 |  | 9 | 10 |  | 9 | 10 | [13 empty] | 9 | 10 |  | 9 | 10 |  | 9 | 10 |  | 9 | 10 |  |  | 2 minitubes with 24 fibres each to RR77
|  |  |  | 11 | 12 |  | 11 | 12 |  | 11 | 12 |  | 11 | 12 | [13 empty] | 11 | 12 |  | 11 | 12 |  | 11 | 12 |  | 11 | 12 |  |  | 1 minitube with 6 fibres to RR77
[39 empty] | 1 | U
BPM (LSS) |  | D | BY01=RR73 A1-12 | 1 | 2 | BY01=RR73 A13-24 | 1 | 2 | BY01=RR73 B | 1 | 2 | [6 empty] | BY01=UJ76 B | 1 | 2 | BY01=UJ76 A13-24 | 1 | 2 | BY01=UJ76 A1-12 | 1 | 2 | [9 empty] | BY01=RR77 A | 1 | 2 | 4 | U | 1 minitube with 24 fibres + 1 minitube with 6 fibres to RR73
|  |  |  | 3 | 4 |  | 3 | 4 |  | 3 | 4 | [7 empty] | 3 | 4 |  | 3 | 4 |  | 3 | 4 | [10 empty] | 3 | 4
|  |  |  | 5 | 6 |  | 5 | 6 |  | 5 | 6 | [7 empty] | 5 | 6 |  | 5 | 6 |  | 5 | 6 | [10 empty] | 5 | 6 |  |  | 1 minitube with 12 fibres + 1 minitube with 24 fibres to UJ76
|  |  |  | 7 | 8 |  | 7 | 8 | [10 empty] | 7 | 8 |  | 7 | 8 |  | 7 | 8 | [10 empty] | 7 | 8
|  |  |  | 9 | 10 |  | 9 | 10 | [10 empty] | 9 | 10 |  | 9 | 10 |  | 9 | 10 | [10 empty] | 9 | 10 |  |  | 1 minitube with 12 fibres to RR77
|  |  |  | 11 | 12 |  | 11 | 12 | [10 empty] | 11 | 12 |  | 11 | 12 |  | 11 | 12 | [10 empty] | 11 | 12
[39 empty] | 1 | U
BPM (DSS) |  | E | BYPM .A8 L7 | 1 | 2 | BYPM .A10 L7 | 1 | 2 | BYPM .B10 L7 | 1 | 2 | BYPM .A12 L7 | 1 | 2 | [12 empty] | BYPM .A8 R7 | 1 | 2 | BYPM .A10 R7 | 1 | 2 | BYPM .B10 R7 | 1 | 2 | BYPM .A12 R7 | 1 | 2 | 4 | U | 4 minitubes with 6 fibres each to DSS left
|  |  |  | 3 | 4 |  | 3 | 4 |  | 3 | 4 |  | 3 | 4 | [13 empty] | 3 | 4 |  | 3 | 4 |  | 3 | 4 |  | 3 | 4
|  |  |  | 5 | 6 |  | 5 | 6 |  | 5 | 6 |  | 5 | 6 | [13 empty] | 5 | 6 |  | 5 | 6 |  | 5 | 6 |  | 5 | 6 |  |  | 4 minitubes with 6 fibres each to DSS right
[39 empty] | 1 | U
BPM & BLM (Arcs) |  | F | BYPLM .A12 L7 | 1 | 2 | BYPLM .A13 L7 | 1 | 2 | BYPLM .A14 L7 | 1 | 2 | BYPLM .A15 L7 | 1 | 2 | BYPLM .A16 L7 | 1 | 2 | [6 empty] | BYPLM .A12 R7 | 1 | 2 | BYPLM .A13 R7 | 1 | 2 | BYPLM .A14 R7 | 1 | 2 | BYPLM .A15 R7 | 1 | 2 | BYPLM .A16 R7 | 1 | 2 | 4 | U
|  |  |  | 3 | 4 |  | 3 | 4 |  | 3 | 4 |  | 3 | 4 |  | 3 | 4 | [7 empty] | 3 | 4 |  | 3 | 4 |  | 3 | 4 |  | 3 | 4 |  | 3 | 4
|  |  |  | 5 | 6 |  | 5 | 6 |  | 5 | 6 |  | 5 | 6 |  | 5 | 6 | [7 empty] | 5 | 6 |  | 5 | 6 |  | 5 | 6 |  | 5 | 6 |  | 5 | 6
|  |  |  | 7 | 8 |  | 7 | 8 |  | 7 | 8 |  | 7 | 8 |  | 7 | 8 | [7 empty] | 7 | 8 |  | 7 | 8 |  | 7 | 8 |  | 7 | 8 |  | 7 | 8
[39 empty] | 1 | U
|  | G | BYPLM .A17 L7 | 1 | 2 | BYPLM .A18 L7 | 1 | 2 | BYPLM .A19 L7 | 1 | 2 | BYPLM .A20 L7 | 1 | 2 | BYPLM .A21 L7 | 1 | 2 | BYPLM .A22 L7 | 1 | 2 | BYPLM .A17 R7 | 1 | 2 | BYPLM .A18 R7 | 1 | 2 | BYPLM .A19 R7 | 1 | 2 | BYPLM .A20 R7 | 1 | 2 | BYPLM .A21 R7 | 1 | 2 | BYPLM .A22 R7 | 1 | 2 | 4 | U
|  |  |  | 3 | 4 |  | 3 | 4 |  | 3 | 4 |  | 3 | 4 |  | 3 | 4 |  | 3 | 4 |  | 3 | 4 |  | 3 | 4 |  | 3 | 4 |  | 3 | 4 |  | 3 | 4 |  | 3 | 4
|  |  |  | 5 | 6 |  | 5 | 6 |  | 5 | 6 |  | 5 | 6 |  | 5 | 6 |  | 5 | 6 |  | 5 | 6 |  | 5 | 6 |  | 5 | 6 |  | 5 | 6 |  | 5 | 6 |  | 5 | 6
|  |  |  | 7 | 8 |  | 7 | 8 |  | 7 | 8 |  | 7 | 8 |  | 7 | 8 |  | 7 | 8 |  | 7 | 8 |  | 7 | 8 |  | 7 | 8 |  | 7 | 8 |  | 7 | 8 |  | 7 | 8
22 minitubes with 8 fibres each to the left half-arc
[39 empty] | 1 | U
|  | H | BYPLM .A23 L7 | 1 | 2 | BYPLM .A24 L7 | 1 | 2 | BYPLM .A25 L7 | 1 | 2 | BYPLM .A26 L7 | 1 | 2 | BYPLM .A27 L7 | 1 | 2 | BYPLM .A28 L7 | 1 | 2 | BYPLM .A23 R7 | 1 | 2 | BYPLM .A24 R7 | 1 | 2 | BYPLM .A25 R7 | 1 | 2 | BYPLM .A26 R7 | 1 | 2 | BYPLM .A27 R7 | 1 | 2 | BYPLM .A28 R7 | 1 | 2 | 4 | U | 23 minitubes with 8 fibres each to the right half-arc
|  |  |  | 3 | 4 |  | 3 | 4 |  | 3 | 4 |  | 3 | 4 |  | 3 | 4 |  | 3 | 4 |  | 3 | 4 |  | 3 | 4 |  | 3 | 4 |  | 3 | 4 |  | 3 | 4 |  | 3 | 4
|  |  |  | 5 | 6 |  | 5 | 6 |  | 5 | 6 |  | 5 | 6 |  | 5 | 6 |  | 5 | 6 |  | 5 | 6 |  | 5 | 6 |  | 5 | 6 |  | 5 | 6 |  | 5 | 6 |  | 5 | 6
|  |  |  | 7 | 8 |  | 7 | 8 |  | 7 | 8 |  | 7 | 8 |  | 7 | 8 |  | 7 | 8 |  | 7 | 8 |  | 7 | 8 |  | 7 | 8 |  | 7 | 8 |  | 7 | 8 |  | 7 | 8
[39 empty] | 1 | U
|  | I | BYPLM .A29 L7 | 1 | 2 | BYPLM .A30 L7 | 1 | 2 | BYPLM .A31 L7 | 1 | 2 | BYPLM .A32 L7 | 1 | 2 | BYPLM .A33 L7 | 1 | 2 |  |  |  | BYPLM .A29 R7 | 1 | 2 | BYPLM .A30 R7 | 1 | 2 | BYPLM .A31 R7 | 1 | 2 | BYPLM .A32 R7 | 1 | 2 | BYPLM .A33 R7 | 1 | 2 | BYPLM .A34 R7 | 1 | 2 | 4 | U
|  |  |  | 3 | 4 |  | 3 | 4 |  | 3 | 4 |  | 3 | 4 |  | 3 | 4 |  |  |  |  | 3 | 4 |  | 3 | 4 |  | 3 | 4 |  | 3 | 4 |  | 3 | 4 |  | 3 | 4
|  |  |  | 5 | 6 |  | 5 | 6 |  | 5 | 6 |  | 5 | 6 |  | 5 | 6 |  |  |  |  | 5 | 6 |  | 5 | 6 |  | 5 | 6 |  | 5 | 6 |  | 5 | 6 |  | 5 | 6
|  |  |  | 7 | 8 |  | 7 | 8 |  | 7 | 8 |  | 7 | 8 |  | 7 | 8 |  |  |  |  | 7 | 8 |  | 7 | 8 |  | 7 | 8 |  | 7 | 8 |  | 7 | 8 |  | 7 | 8
[16 empty] | 9 | 10 | [19 empty] | 9 | 10
[16 empty] | 11 | 12 | [19 empty] | 11 | 12
|  |  |  | Space for storing the cables | [34 empty] | 2 | U
[5 empty] | BPM |  |  | BLM |  |  | BPM spare |  |  |  | Luminosity |  |  |  |  | Radiation monitoring | [16 empty] | TOTAL: |  | 44 | U
[5 empty] | BST B1 |  |  | BST B2 |  |  | BST SPS |  |  |  | BST spare |  |  |  |  | SPS pre-pulse
Diode Orbit system
R2E modifications during LS1 (2014), not yet updated !
New BI racks at TZ76

## SR8
|  | SR8 Rack BY05 | [20 empty] | Last modification: |  |  |  | 2007-08-20
[23 empty] | EDMS Id. |  |  |  | 1368489 v.1
BY05:
|  |  |  | 22 | minitubes |  |  | with |  | 8 | fibres from the |  |  |  | left half-arc |  |  |  |  | BPM+BLM
|  |  |  | 4 | minitubes |  |  | with |  | 6 | fibres from the |  |  |  | left DSS |  |  |  |  | BPM
|  |  |  | 1 | minitubes |  |  | with |  | 12 | fibres from |  |  |  | BY05=UA83 |  |  |  |  | BPM
|  |  |  | 2 | minitubes |  |  | with |  | 24 | fibres from |  |  |  | BY05=UA83 |  |  |  |  | BLM
|  |  |  | 1 | minitubes |  |  | with |  | 12 | fibres from |  |  |  | BY05=UA83 |  |  |  |  | BLM
|  |  |  | 1 | minitubes |  |  | with |  | 24 | fibres from the |  |  |  | BY03=UA83 |  |  |  |  | BPM
|  |  |  | 1 | minitubes |  |  | with |  | 6 | fibres from the |  |  |  | BY02=UA83 |  |  |  |  | BST
|  |  |  | 1 | minitubes |  |  | with |  | 24 | fibres from the |  |  |  | BY01=UA83 |  |  |  |  | BPM
|  |  |  | 1 | minitubes |  |  | with |  | 12 | fibres from the |  |  |  |  | SR control rack |  |  |  | BST
|  |  |  | 1 | minitubes |  |  | with |  | 24 | fibres from the |  |  |  | BY01=UA87 |  |  |  |  | BPM
|  |  |  | 1 | minitubes |  |  | with |  | 6 | fibres from the |  |  |  | BY01=UA87 |  |  |  |  | BST
|  |  |  | 1 | minitubes |  |  | with |  | 24 | fibres from the |  |  |  | BY02=UA87 |  |  |  |  | BPM
|  |  |  | 1 | minitubes |  |  | with |  | 6 | fibres from the |  |  |  | BY04=UA87 |  |  |  |  | BST
|  |  |  | 1 | minitubes |  |  | with |  | 12 | fibres from the |  |  |  | BY06=UA87 |  |  |  |  | BPM
|  |  |  | 2 | minitubes |  |  | with |  | 24 | fibres from the |  |  |  | BY06=UA87 |  |  |  |  | BLM
|  |  |  | 1 | minitubes |  |  | with |  | 12 | fibres from the |  |  |  | BY06=UA87 |  |  |  |  | BLM
|  |  |  | 1 | minitubes |  |  | with |  | 6 | fibres from the |  |  |  | BY07=UA87 |  |  |  |  | BST
|  |  |  | 4 | minitubes |  |  | with |  | 6 | fibres from the |  |  |  | right DSS |  |  |  |  | BPM
|  |  |  | 23 | minitubes |  |  | with |  | 8 | fibres from the |  |  |  | right half-arc |  |  |  |  | BPM+BLM
|  | TOTAL: |  | 70 | minitubes |  |  | → | 672 |  | fibres |  | → | 320 |  | from the LEFT side of the IP | [6 empty] | & |  | 328 | from the RIGHT side of the IP | [7 empty] | & | 36 |  | for the BST
| CHASSIS NAME | [14 empty] | Rack Layout |  |  | BY05=SR8
| Input | A |  | 1 | 2 |  | 3 | 4 |  | 5 | 6 |  | 7 | 8 |  | 9 | 10 |  | 11 | 12 | [18 empty] | 1 | U | 1 minitube from the SR control rack ??
SPLITTERS |  | SP B1 |  |  |  |  | 1 | 2 |  | 3 | 4 |  | 5 | 6 |  | 7 | 8 |  | INPUT | [5 empty] | 9 | 10 |  | 11 | 12 |  | 13 | 14 |  | 15 | 16 |  |  |  | 1 | U | Splitter Beam 1 Timing
|  | SP B2 |  |  |  |  | 1 | 2 |  | 3 | 4 |  | 5 | 6 |  | 7 | 8 |  | INPUT | [5 empty] | 9 | 10 |  | 11 | 12 |  | 13 | 14 |  | 15 | 16 |  |  |  | 1 | U | Splitter Beam 2 Timing
|  | SP SPS |  |  |  |  | 1 | 2 |  | 3 | 4 |  | 5 | 6 |  | 7 | 8 |  | INPUT | [5 empty] | 9 | 10 |  | 11 | 12 |  | 13 | 14 |  | 15 | 16 |  |  |  | 1 | U | Splitter SPS Timing
|  |  |  | Spare | [34 empty] | 1 | U | Spare
| Output | B |  | 1 | 2 |  | 3 | 4 |  | 5 | 6 |  | 7 | 8 |  | 9 | 10 |  | 11 | 12 |  | 13 | 14 |  | 15 | 16 |  | 17 | 18 |  | 19 | 20 |  | 21 | 22 |  | 23 | 24 | 1 | U | 1 minitube with 6 fibres to BY02=UA83 for BST
|  |  |  | BY02=UA83 A | [8 empty] | BY04=UA87 A | [8 empty] | BY07=UA87 A | [8 empty] | BY01=UA87 A | [9 empty] | 1 minitube with 6 fibres to BY04=UA87 for BST
1 minitube with 6 fibres to BY07=UA87 for BST
|  |  |  | Space for spare output | [34 empty] | 1 | U | Spare
|  |  |  | Space for BST fibre optic cables | [34 empty] | 1 | U | Spare
IP
[11 empty] | LEFT | [19 empty] | RIGHT
|  |  |  | 1 |  |  | 2 |  |  | 3 |  |  | 4 |  |  | 5 |  |  | 6 |  |  | 7 |  |  | 8 |  |  | 9 |  |  | 10 |  |  | 11 |  |  | 12
BLM (LSS) |  | C | BY05=UA83 B1-12 | 1 | 2 | BY05=UA83 B13-24 | 1 | 2 | BY05=UA83 C1-12 | 1 | 2 | BY05=UA83 C13-24 | 1 | 2 | BY05=UA83 D | 1 | 2 | [6 empty] | BY06=UA87 D | 1 | 2 | BY06=UA87 C13-24 | 1 | 2 | BY06=UA87 C1-12 | 1 | 2 | BY06=UA87 B13-24 | 1 | 2 | BY06=UA87 B1-12 | 1 | 2 | 4 | U | 2 minitube with 24 fibres from BY05=UA83
|  |  |  | 3 | 4 |  | 3 | 4 |  | 3 | 4 |  | 3 | 4 |  | 3 | 4 | [7 empty] | 3 | 4 |  | 3 | 4 |  | 3 | 4 |  | 3 | 4 |  | 3 | 4 |  |  | 1 minitube with 12 fibres from BY05=UA83
|  |  |  | 5 | 6 |  | 5 | 6 |  | 5 | 6 |  | 5 | 6 |  | 5 | 6 | [7 empty] | 5 | 6 |  | 5 | 6 |  | 5 | 6 |  | 5 | 6 |  | 5 | 6
|  |  |  | 7 | 8 |  | 7 | 8 |  | 7 | 8 |  | 7 | 8 |  | 7 | 8 | [7 empty] | 7 | 8 |  | 7 | 8 |  | 7 | 8 |  | 7 | 8 |  | 7 | 8 |  |  | 2 minitube with 24 fibres from BY06=UA87
|  |  |  | 9 | 10 |  | 9 | 10 |  | 9 | 10 |  | 9 | 10 |  | 9 | 10 | [7 empty] | 9 | 10 |  | 9 | 10 |  | 9 | 10 |  | 9 | 10 |  | 9 | 10 |  |  | 1 minitube with 12 fibres from BY06=UA87
|  |  |  | 11 | 12 |  | 11 | 12 |  | 11 | 12 |  | 11 | 12 |  | 11 | 12 | [7 empty] | 11 | 12 |  | 11 | 12 |  | 11 | 12 |  | 11 | 12 |  | 11 | 12
|  |  |  | 1 |  |  | 2 |  |  | 3 |  |  | 4 |  |  | 5 |  |  | 6 |  |  | 7 |  |  | 8 |  |  | 9 |  |  | 10 |  |  | 11 |  |  | 12 |  | 1 | U
BPM (LSS) |  | D | BY05=UA83 A | 1 | 2 | BY03=UA83 A1-12 | 1 | 2 | BY03=UA83 A13-24 | 1 | 2 | BY01=UA83 A1-12 | 1 | 2 | BY01=UA83 A13-24 | 1 | 2 | [6 empty] | BY01=UA87 A13-24 | 1 | 2 | BY01=UA87 A1-12 | 1 | 2 | BY02=UA87 A13-24 | 1 | 2 | BY02=UA87 A1-12 | 1 | 2 | BY06=UA87 A | 1 | 2 | 4 | U | 1 minitube with 12 fibres from BY05=UA83
|  |  |  | 3 | 4 |  | 3 | 4 |  | 3 | 4 |  | 3 | 4 |  | 3 | 4 | [7 empty] | 3 | 4 |  | 3 | 4 |  | 3 | 4 |  | 3 | 4 |  | 3 | 4 |  |  | 1 minitube with 24 fibres from BY03=UA83
|  |  |  | 5 | 6 |  | 5 | 6 |  | 5 | 6 |  | 5 | 6 |  | 5 | 6 | [7 empty] | 5 | 6 |  | 5 | 6 |  | 5 | 6 |  | 5 | 6 |  | 5 | 6 |  |  | 1 minitube with 24 fibres from BY01=UA83
|  |  |  | 7 | 8 |  | 7 | 8 |  | 7 | 8 |  | 7 | 8 |  | 7 | 8 | [7 empty] | 7 | 8 |  | 7 | 8 |  | 7 | 8 |  | 7 | 8 |  | 7 | 8 |  |  | 1 minitube with 12 fibres from BY06=UA87
|  |  |  | 9 | 10 |  | 9 | 10 |  | 9 | 10 |  | 9 | 10 |  | 9 | 10 | [7 empty] | 9 | 10 |  | 9 | 10 |  | 9 | 10 |  | 9 | 10 |  | 9 | 10 |  |  | 1 minitube with 24 fibres from BY02=UA87
|  |  |  | 11 | 12 |  | 11 | 12 |  | 11 | 12 |  | 11 | 12 |  | 11 | 12 | [7 empty] | 11 | 12 |  | 11 | 12 |  | 11 | 12 |  | 11 | 12 |  | 11 | 12 |  |  | 1 minitube with 24 fibres from BY01=UA87
|  |  |  | 1 |  |  | 2 |  |  | 3 |  |  | 4 |  |  | 5 |  |  | 6 |  |  | 7 |  |  | 8 |  |  | 9 |  |  | 10 |  |  | 11 |  |  | 12 |  | 1 | U
BPM (DSS) |  | E | BYPM .A8 L8 | 1 | 2 | BYPM .A10 L8 | 1 | 2 | BYPM .B10 L8 | 1 | 2 | BYPM .A12 L8 | 1 | 2 | [12 empty] | BYPM .A8 R8 | 1 | 2 | BYPM .A10 R8 | 1 | 2 | BYPM .B10 R8 | 1 | 2 | BYPM .A12 R8 | 1 | 2 | 4 | U | 4 minitubes with 6 fibres each to DSS left
|  |  |  | 3 | 4 |  | 3 | 4 |  | 3 | 4 |  | 3 | 4 | [13 empty] | 3 | 4 |  | 3 | 4 |  | 3 | 4 |  | 3 | 4
|  |  |  | 5 | 6 |  | 5 | 6 |  | 5 | 6 |  | 5 | 6 | [13 empty] | 5 | 6 |  | 5 | 6 |  | 5 | 6 |  | 5 | 6 |  |  | 4 minitubes with 6 fibres each to DSS right
|  |  |  | 1 |  |  | 2 |  |  | 3 |  |  | 4 |  |  | 5 |  |  | 6 |  |  | 7 |  |  | 8 |  |  | 9 |  |  | 10 |  |  | 11 |  |  | 12 |  | 1 | U
BPM & BLM (Arcs) |  | F | BYPLM .A12 L8 | 1 | 2 | BYPLM .A13 L8 | 1 | 2 | BYPLM .A14 L8 | 1 | 2 | BYPLM .A15 L8 | 1 | 2 | BYPLM .A16 L8 | 1 | 2 | [6 empty] | BYPLM .A12 R8 | 1 | 2 | BYPLM .A13 R8 | 1 | 2 | BYPLM .A14 R8 | 1 | 2 | BYPLM .A15 R8 | 1 | 2 | BYPLM .A16 R8 | 1 | 2 | 4 | U
|  |  |  | 3 | 4 |  | 3 | 4 |  | 3 | 4 |  | 3 | 4 |  | 3 | 4 | [7 empty] | 3 | 4 |  | 3 | 4 |  | 3 | 4 |  | 3 | 4 |  | 3 | 4
|  |  |  | 5 | 6 |  | 5 | 6 |  | 5 | 6 |  | 5 | 6 |  | 5 | 6 | [7 empty] | 5 | 6 |  | 5 | 6 |  | 5 | 6 |  | 5 | 6 |  | 5 | 6
|  |  |  | 7 | 8 |  | 7 | 8 |  | 7 | 8 |  | 7 | 8 |  | 7 | 8 | [7 empty] | 7 | 8 |  | 7 | 8 |  | 7 | 8 |  | 7 | 8 |  | 7 | 8
|  |  |  | 1 |  |  | 2 |  |  | 3 |  |  | 4 |  |  | 5 |  |  | 6 |  |  | 7 |  |  | 8 |  |  | 9 |  |  | 10 |  |  | 11 |  |  | 12 |  | 1 | U
|  | G | BYPLM .A17 L8 | 1 | 2 | BYPLM .A18 L8 | 1 | 2 | BYPLM .A19 L8 | 1 | 2 | BYPLM .A20 L8 | 1 | 2 | BYPLM .A21 L8 | 1 | 2 | BYPLM .A22 L8 | 1 | 2 | BYPLM .A17 R8 | 1 | 2 | BYPLM .A18 R8 | 1 | 2 | BYPLM .A19 R8 | 1 | 2 | BYPLM .A20 R8 | 1 | 2 | BYPLM .A21 R8 | 1 | 2 | BYPLM .A22 R8 | 1 | 2 | 4 | U
|  |  |  | 3 | 4 |  | 3 | 4 |  | 3 | 4 |  | 3 | 4 |  | 3 | 4 |  | 3 | 4 |  | 3 | 4 |  | 3 | 4 |  | 3 | 4 |  | 3 | 4 |  | 3 | 4 |  | 3 | 4
|  |  |  | 5 | 6 |  | 5 | 6 |  | 5 | 6 |  | 5 | 6 |  | 5 | 6 |  | 5 | 6 |  | 5 | 6 |  | 5 | 6 |  | 5 | 6 |  | 5 | 6 |  | 5 | 6 |  | 5 | 6
|  |  |  | 7 | 8 |  | 7 | 8 |  | 7 | 8 |  | 7 | 8 |  | 7 | 8 |  | 7 | 8 |  | 7 | 8 |  | 7 | 8 |  | 7 | 8 |  | 7 | 8 |  | 7 | 8 |  | 7 | 8
22 minitubes with 8 fibres each to the left half-arc
|  |  |  | 1 |  |  | 2 |  |  | 3 |  |  | 4 |  |  | 5 |  |  | 6 |  |  | 7 |  |  | 8 |  |  | 9 |  |  | 10 |  |  | 11 |  |  | 12 |  | 1 | U
|  | H | BYPLM .A23 L8 | 1 | 2 | BYPLM .A24 L8 | 1 | 2 | BYPLM .A25 L8 | 1 | 2 | BYPLM .A26 L8 | 1 | 2 | BYPLM .A27 L8 | 1 | 2 | BYPLM .A28 L8 | 1 | 2 | BYPLM .A23 R8 | 1 | 2 | BYPLM .A24 R8 | 1 | 2 | BYPLM .A25 R8 | 1 | 2 | BYPLM .A26 R8 | 1 | 2 | BYPLM .A27 R8 | 1 | 2 | BYPLM .A28 R8 | 1 | 2 | 4 | U | 23 minitubes with 8 fibres each to the right half-arc
|  |  |  | 3 | 4 |  | 3 | 4 |  | 3 | 4 |  | 3 | 4 |  | 3 | 4 |  | 3 | 4 |  | 3 | 4 |  | 3 | 4 |  | 3 | 4 |  | 3 | 4 |  | 3 | 4 |  | 3 | 4
|  |  |  | 5 | 6 |  | 5 | 6 |  | 5 | 6 |  | 5 | 6 |  | 5 | 6 |  | 5 | 6 |  | 5 | 6 |  | 5 | 6 |  | 5 | 6 |  | 5 | 6 |  | 5 | 6 |  | 5 | 6
|  |  |  | 7 | 8 |  | 7 | 8 |  | 7 | 8 |  | 7 | 8 |  | 7 | 8 |  | 7 | 8 |  | 7 | 8 |  | 7 | 8 |  | 7 | 8 |  | 7 | 8 |  | 7 | 8 |  | 7 | 8
|  |  |  | 1 |  |  | 2 |  |  | 3 |  |  | 4 |  |  | 5 |  |  | 6 |  |  | 7 |  |  | 8 |  |  | 9 |  |  | 10 |  |  | 11 |  |  | 12 |  | 1 | U
|  | I | BYPLM .A29 L8 | 1 | 2 | BYPLM .A30 L8 | 1 | 2 | BYPLM .A31 L8 | 1 | 2 | BYPLM .A32 L8 | 1 | 2 | BYPLM .A33 L8 | 1 | 2 |  |  |  | BYPLM .A29 R8 | 1 | 2 | BYPLM .A30 R8 | 1 | 2 | BYPLM .A31 R8 | 1 | 2 | BYPLM .A32 R8 | 1 | 2 | BYPLM .A33 R8 | 1 | 2 | BYPLM .A34 R8 | 1 | 2 | 4 | U
|  |  |  | 3 | 4 |  | 3 | 4 |  | 3 | 4 |  | 3 | 4 |  | 3 | 4 |  |  |  |  | 3 | 4 |  | 3 | 4 |  | 3 | 4 |  | 3 | 4 |  | 3 | 4 |  | 3 | 4
|  |  |  | 5 | 6 |  | 5 | 6 |  | 5 | 6 |  | 5 | 6 |  | 5 | 6 |  |  |  |  | 5 | 6 |  | 5 | 6 |  | 5 | 6 |  | 5 | 6 |  | 5 | 6 |  | 5 | 6
|  |  |  | 7 | 8 |  | 7 | 8 |  | 7 | 8 |  | 7 | 8 |  | 7 | 8 |  |  |  |  | 7 | 8 |  | 7 | 8 |  | 7 | 8 |  | 7 | 8 |  | 7 | 8 |  | 7 | 8
[16 empty] | 9 | 10 | [19 empty] | 9 | 10
[16 empty] | 11 | 12 | [19 empty] | 11 | 12
|  |  |  | Space for storing the cables | [34 empty] | 2 | U
[5 empty] | BPM |  |  | BLM |  |  | BPM spare |  |  |  | Luminosity |  |  |  |  | Radiation monitoring | [16 empty] | TOTAL: |  | 44 | U
[5 empty] | BST B1 |  |  | BST B2 |  |  | BST SPS |  |  |  | BST spare |  |  |  |  | SPS pre-pulse